## REL
Equipment Identification | Calibration ID. No | Description | Manufacturer | Model | Serial No | Dept | Group | Inventory number | Last calibration date | Frq | Calibration Due date | Certificate no | Arrival date of equip | Calibration supplier | Status (IN/NOT in use) | Maintenance planning | Maintenance service report no. | Intermediate check planning | Actual date of intermediate check | Test location | CC | Equipment documentation | Link to certificates | Equipment for the method used | Comments | Code Name | Status
RELTSR_0013 | TSR10794 | Temperature Chamber | Weiss Technik | TempEvent T/1300/70a/10 | 58566286520030 | Q&L | REL | TBD | 2023-09-14 00:00:00 | 12 | 2024-09-14 00:00:00 | 37071/D-K-20681-02-00/ 2023-09 / 14.09.2023 / Weiss Technik GmbH / Ruta 2 | 19-Dec-22 | Bumbas Electric | IN | 14-Sep-24 | 8656 | 2024-03-14 00:00:00 |  | REL LAB TSR | 284-3515 | TBD | Temperature chambers | Temperature methods | Room ENV S10 | Temp03 | Postponed CW33
RELTSR_0059 | TSR10386 | Digital inclinometer | Holex | 46 7564 | 467564_10 | Q&L | REL | TBD | 2024-05-17 00:00:00 | 12 | 2025-05-17 00:00:00 | 13010-05.24 RENAR LE 008 / 17.05.2024 / S.C METROMAT S.R.L. / Ruta 2 | 2023-03-02 00:00:00 | S.C. METROMAT S.R.L. | IN |  |  |  |  | REL LAB TSR | 284-3516 | TBD | VIB Equipment | Vibration and mechanical test methods | Room ENV S02 | VIB Equipment
RELTSR_0061 | TSR10855 | Differential pressure transmitter | Oppermann Regelgerate | 100254 | 31584101016 | Q&L | REL | TBD | 22-Nov-22 | 12 | 2023-11-22 00:00:00 | D69862/D-K-15070-01-08/2022-11 / 22.11.2022 / Testo Industrial Services GmbH / Ruta 2 | 2022-12-12 00:00:00 | Testo industrial Services GmbH | NOT |  |  |  |  | REL LAB TSR | 284-3515 | TBD | IP Dust Chamber | Protection against water methods | Room ENV S13 |  | Out of use
RELTSR_0062 | TSR10856 | Electronic gas meter | MEMS AG | EGZ-6 | 220903 | Q&L | REL | TBD |  | 12 | 2023-11-15 00:00:00 | V13210/D-K-15070-01-08/2022-11 / 15.11.2022 / Testo Industrial Services GmbH / Ruta 2 | 2022-12-12 00:00:00 | Testo industrial Services GmbH | NOT |  |  |  |  | REL LAB TSR | 284-3515 | TBD | IP Dust Chamber | Protection against foreign objects and access methods | Room ENV S13 |  | Out of use
RELTSR_0067 | TSR10409 | Vibration Controller | Vibration Research | VR 9500 | 9558537D | Q&L | REL | TBD | 2024-05-09 00:00:00 | 12 | 2025-05-09 00:00:00 | 4191A/2024 / 09.05.2024 / HES, s.r.o. / Ruta 2 | 2023-04-06 00:00:00 | HES s.r.o. | IN | 2025-05-09 00:00:00 |  | 2024-11-09 00:00:00 |  | REL LAB TSR | 284-3515 | TBD | VIB Equipment | Vibration and mechanical test methods | Room ENV S02 | VIB Equipment
RELTSR_0078 | TSR10387 | Digital caliper | Mitutoyo | CD.P2OP | B22154988 | Q&L | REL | TBD | 2024-05-24 00:00:00 | 12 | 2025-05-24 00:00:00 | 11277-05.24 RENAR LE 008 / 24.05.2024 / S.C. METROMAT S.R.L. / Ruta 2 | 2023-03-20 00:00:00 | S.C. METROMAT S.R.L. | IN |  |  |  |  | REL LAB TSR | 284-3516 | TBD | VIB Equipment | Vibration and mechanical test methods | Room ENV S02 | VIB Equipment
RELTSR_0079 | TSR10388 | Torque wrench | HAZET | 6110-1CT | 22-3318317 | Q&L | REL | TBD | 2024-06-11 00:00:00 | 12 | 2025-06-11 00:00:00 | 12569-06.24 RENAR LE 008 / 11.06.2024 / S.C. METROMAT S.R.L. / Ruta 2 | 2023-03-20 00:00:00 | S.C. METROMAT S.R.L. | IN |  |  |  |  | REL LAB TSR | 284-3516 | TBD | VIB Equipment | Vibration and mechanical test methods | Room ENV S02 | VIB Equipment
RELTSR_0080 | TSR10390 | Torque wrench | HAZET | 6108-1CT | 22-2738179 | Q&L | REL | TBD | 2024-06-11 00:00:00 | 12 | 2025-06-11 00:00:00 | 12562-06.24 RENAR LE 008 / 11.06.2024 / S.C. METROMAT S.R.L. / Ruta 2 | 2023-03-20 00:00:00 | S.C. METROMAT S.R.L. | IN |  |  |  |  | REL LAB TSR | 284-3516 | TBD | VIB Equipment | Vibration and mechanical test methods | Room ENV S02 | VIB Equipment
RELTSR_0081 | TSR10393 | Torque screwdriver | Holex | 65 9050_50 | SP-05-31000552 | Q&L | REL | TBD | 2024-06-11 00:00:00 | 12 | 2025-06-11 00:00:00 | 12564-06.24 RENAR LE 008 / 11.06.2024 / S.C. METROMAT S.R.L. / Ruta 2 | 2023-03-20 00:00:00 | S.C. METROMAT S.R.L. | IN |  |  |  |  | REL LAB TSR | 284-3516 | TBD | VIB Equipment | Vibration and mechanical test methods | Room ENV S02 | VIB Equipment
RELTSR_0082 | TSR10394 | Torque screwdriver | Holex | 65 9050_200 | SP-2-32000066 | Q&L | REL | TBD | 2024-06-11 00:00:00 | 12 | 2025-06-11 00:00:00 | 12563-06.24 RENAR LE 008 / 11.06.2024 / S.C. METROMAT S.R.L. / Ruta 2 | 2023-03-20 00:00:00 | S.C. METROMAT S.R.L. | IN |  |  |  |  | REL LAB TSR | 284-3516 | TBD | VIB Equipment | Vibration and mechanical test methods | Room ENV S02 | VIB Equipment
RELTSR_0083 | TSR10391 | Torque wrench | HAZET | 6108-1CT | 22-2738175 | Q&L | REL | TBD | 2024-06-11 00:00:00 | 12 | 2025-06-11 00:00:00 | 12561-06.24 RENAR LE 008 / 11.06.2024 / S.C. METROMAT S.R.L. / Ruta 2 | 2023-03-20 00:00:00 | S.C. METROMAT S.R.L. | IN |  |  |  |  | REL LAB TSR | 284-3516 | TBD | VIB Equipment | Vibration and mechanical test methods | Room ENV S02 | VIB Equipment
RELTSR_0084 | TSR10389 | Torque wrench | HAZET | 6110-1CT | 22-3028273 | Q&L | REL | TBD | 2024-06-11 00:00:00 | 12 | 2025-06-11 00:00:00 | 12570-06.24 RENAR LE 008 / 11.06.2024 / S.C. METROMAT S.R.L. / Ruta 2 | 2023-03-20 00:00:00 | S.C. METROMAT S.R.L. | IN |  |  |  |  | REL LAB TSR | 284-3516 | TBD | VIB Equipment | Vibration and mechanical test methods | Room ENV S02 | VIB Equipment
RELTSR_0085 | TSR10392 | Torque wrench | HAZET | 6121-1CT | 21-4858019 | Q&L | REL | TBD | 2024-06-11 00:00:00 | 12 | 2025-06-11 00:00:00 | 12568-06.24 RENAR LE 008 / 11.06.2024 / S.C. METROMAT S.R.L. / Ruta 2 | 2023-03-20 00:00:00 | S.C. METROMAT S.R.L. | IN |  |  |  |  | REL LAB TSR | 284-3516 | TBD | VIB Equipment | Vibration and mechanical test methods | Room ENV S02 | VIB Equipment
RELTSR_0086 | TSR10395 | Torque screwdriver | WIHA | TorqueVario-S 2852 | TI098S | Q&L | REL | TBD | 2024-06-11 00:00:00 | 12 | 2025-06-11 00:00:00 | 12566-06.24 RENAR LE 008 / 11.06.2024 / S.C. METROMAT S.R.L. / Ruta 2 | 2023-03-20 00:00:00 | S.C. METROMAT S.R.L. | IN |  |  |  |  | REL LAB TSR | 284-3515 | TBD | VIB Equipment | Vibration and mechanical test methods | Room ENV S02 | VIB Equipment
RELTSR_0087 | TSR10396 | Torque screwdriver | WIHA | TorqueVario-S 2852 | TI9E8F | Q&L | REL | TBD | 2024-06-11 00:00:00 | 12 | 2025-06-11 00:00:00 | 12565-06.24 RENAR LE 008 / 11.06.2024 / S.C. METROMAT S.R.L. / Ruta 2 | 2023-03-20 00:00:00 | S.C. METROMAT S.R.L. | IN |  |  |  |  | REL LAB TSR | 284-3515 | TBD | VIB Equipment | Vibration and mechanical test methods | Room ENV S02 | VIB Equipment
RELTSR_0088 | TSR10397 | Torque screwdriver | WIHA | TorqueVario-S 2852 | TI67EN | Q&L | REL | TBD | 2024-06-11 00:00:00 | 12 | 2025-06-11 00:00:00 | 12567-06.24 RENAR LE 008 / 11.06.2024 / S.C. METROMAT S.R.L. / Ruta 2 | 2023-03-20 00:00:00 | S.C. METROMAT S.R.L. | IN |  |  |  |  | REL LAB TSR | 284-3515 | TBD | VIB Equipment | Vibration and mechanical test methods | Room ENV S02 | VIB Equipment
RELTSR_0089 | TSR10398 | Measure Tape | Garant | 46 2210_3 | 462210_310 | Q&L | REL | TBD | 2024-06-17 00:00:00 | 12 | 2025-06-17 00:00:00 | 13046 RENAR LE 008 / 17.06.2024 / S.C METROMAT S.R.L. / Ruta 2 | 2023-03-20 00:00:00 | S.C. METROMAT S.R.L. | IN |  |  |  |  | REL LAB TSR | 284-3516 | TBD | VIB Equipment | Free fall methods | Room ENV S02 | VIB Equipment
RELTSR_0090 | TSR10399 | Measure Tape | Garant | 46 2210_3 | 462210_311 | Q&L | REL | TBD | 2024-06-17 00:00:00 | 12 | 2025-06-17 00:00:00 | 13047 RENAR LE 008 / 17.06.2024 / S.C METROMAT S.R.L. / Ruta 2 | 2023-03-20 00:00:00 | S.C. METROMAT S.R.L. | IN |  |  |  |  | REL LAB TSR | 284-3516 | TBD | VIB Equipment | Free fall methods | Room ENV S02 | VIB Equipment
RELTSR_0140 | TSR10943 | Climatic Chamber | Weiss Technik | ClimeEvent C/1300/70a/10 | 58566301060010 | Q&L | REL | TBD | 2023-12-16 00:00:00 | 12 | 2024-12-16 00:00:00 | 37524/D-K-20681-02-00/2023-12/ 16.12.2023 / Weiss Technik GmbH / Ruta 2 | 2023-10-20 00:00:00 | Bumbas Electric | IN | 2024-12-16 00:00:00 | 9159 | 2024-06-16 00:00:00 |  | REL LAB TSR | 284-3515 | TBD | Climatic Chambers | Temperature and humidity methods | Room ENV S10 | Climatic 29
RELTSR_0179 | TSR10795 | Data logger climatic | Ahlborn | 4390-2 | S23070029 | QL | REL | TBD | 2023-09-14 00:00:00 | 12 | 2024-09-14 00:00:00 | 03696 / WKD/ Sep. 23 / 14.09.2023 / Weiss Technik GmbH / Ruta 2 | 2023-09-04 00:00:00 | Bumbas Electric | IN |  |  |  |  | REL LAB TSR | 284-3515 | TBD | Loggers certificates | Temperature and humidity methods | Room ENV S10
RELTSR_0180 | TSR10796 | PT 100 Resistance Thermometer | Ahlborn | FPA40ST0050 | S23070029 | QL | REL | TBD | 2023-09-14 00:00:00 | 12 | 2024-09-14 00:00:00 | 03696 / WKD/ Sep. 23 / 14.09.2023 / Weiss Technik GmbH / Ruta 2 | 2023-09-04 00:00:00 | Bumbas Electric | IN |  |  | 2024-03-14 00:00:00 |  | REL LAB TSR | 284-3515 | TBD | Loggers certificates | Temperature methods | Room ENV S10
RELTSR_0185 | TSR10482 | Data logger temperature | Ahlborn | 2490-1A | H23070311 | QL | REL | TBD | 2023-09-12 00:00:00 | 12 | 2024-09-12 00:00:00 | 03700 / WKD/ Sep. 23 / 12.09.2023 / Weiss Technik GmbH / Ruta 2 | 2023-09-04 00:00:00 | Bumbas Electric | IN |  |  |  |  | REL LAB TSR | 284-3515 | TBD | Loggers certificates | Temperature and humidity methods | Room ENV S10
RELTSR_0186 | TSR10809 | PT 100 Resistance Thermometer | Ahlborn | FPA40ST0050 | H23070311 | QL | REL | TBD | 2023-09-12 00:00:00 | 12 | 2024-09-12 00:00:00 | 03700 / WKD/ Sep. 23 / 12.09.2023 / Weiss Technik GmbH / Ruta 2 | 2023-09-04 00:00:00 | Bumbas Electric | IN |  |  | 2024-03-12 00:00:00 |  | REL LAB TSR | 284-3515 | TBD | Loggers certificates | Temperature methods | Room ENV S10
RELTSR_0192 | TSR10491 | Humidity Sensor | Ahlborn | FH0D46-C2 | 20713043 | QL | REL | TBD | 2023-09-14 00:00:00 | 12 | 2024-09-14 00:00:00 | 03703 / WKD/ Sep. 23 / 14.09.2023 / Weiss Technik GmbH / Ruta 2 | 2023-09-04 00:00:00 | Bumbas Electric | IN |  |  | 2024-03-14 00:00:00 |  | REL LAB TSR | 284-3515 | TBD | Loggers certificates | Temperature and humidity methods | Room ENV S10
RELTSR_0207 | TSR10861 | Graded cylinder | Eisco | ISO 4788 100:1 ml, type 1a | V1005 | Q&L | REL | TBD | 2023-11-09 00:00:00 | 12 | 2024-11-09 00:00:00 | Nr. V - 11 - 23 - 005 / 11.2023 / 09.11.2023 / S.C. METROMAT S.R.L. / Ruta 2 | 2023-11-09 00:00:00 | S.C. METROMAT S.R.L. | NOT |  |  |  |  | REL LAB TSR | 284-3515 | TBD | ENV Accessories | Corrosion methods | Room Env S14 |  | Out of use
RELTSR_0208 | TSR10862 | Graded cylinder | Eisco | ISO 4788 100:1 ml, type 1a | V1006 | Q&L | REL | TBD | 2023-11-09 00:00:00 | 12 | 2024-11-09 00:00:00 | Nr. V - 11 - 23 - 006 / 11.2023 / 09.11.2023 / S.C. METROMAT S.R.L. / Ruta 2 | 2023-11-09 00:00:00 | S.C. METROMAT S.R.L. | NOT |  |  |  |  | REL LAB TSR | 284-3515 | TBD | ENV Accessories | Corrosion methods | Room Env S14 |  | Out of use
RELTSR_0209 | TSR10863 | Graded cylinder | Eisco | ISO 4788 100:1 ml, type 1a | V1002 | Q&L | REL | TBD | 2023-11-09 00:00:00 | 12 | 2024-11-09 00:00:00 | Nr. V - 11 - 23 - 002 / 11.2023 / 09.11.2023 / S.C. METROMAT S.R.L. / Ruta 2 | 2023-11-09 00:00:00 | S.C. METROMAT S.R.L. | NOT |  |  |  |  | REL LAB TSR | 284-3515 | TBD | ENV Accessories | Corrosion methods | Room Env S14 |  | Out of use
RELTSR_0210 | TSR10864 | Graded cylinder | Eisco | ISO 4788 100:1 ml, type 1a | V1003 | Q&L | REL | TBD | 2023-11-09 00:00:00 | 12 | 2024-11-09 00:00:00 | Nr. V - 11 - 23 - 003 / 11.2023 / 09.11.2023 / S.C. METROMAT S.R.L. / Ruta 2 | 2023-11-09 00:00:00 | S.C. METROMAT S.R.L. | NOT |  |  |  |  | REL LAB TSR | 284-3515 | TBD | ENV Accessories | Corrosion methods | Room Env S14 |  | Out of use
RELTSR_0211 | TSR10865 | Graded cylinder | Eisco | ISO 4788 100:1 ml, type 1a | V1004 | Q&L | REL | TBD | 2023-11-09 00:00:00 | 12 | 2024-11-09 00:00:00 | Nr. V - 11 - 23 - 004 / 11.2023 / 09.11.2023 / S.C. METROMAT S.R.L. / Ruta 2 | 2023-11-09 00:00:00 | S.C. METROMAT S.R.L. | NOT |  |  |  |  | REL LAB TSR | 284-3515 | TBD | ENV Accessories | Corrosion methods | Room Env S14 |  | Out of use
RELTSR_0212 | TSR10866 | Graded cylinder | Eisco | ISO 4788 100:1 ml, type 1a | V1007 | Q&L | REL | TBD | 2023-11-09 00:00:00 | 12 | 2024-11-09 00:00:00 | Nr. V - 11 - 23 - 007 / 11.2023 / 09.11.2023 / S.C. METROMAT S.R.L. / Ruta 2 | 2023-11-09 00:00:00 | S.C. METROMAT S.R.L. | NOT |  |  |  |  | REL LAB TSR | 284-3515 | TBD | ENV Accessories | Corrosion methods | Room Env S14 |  | Out of use
RELTSR_0213 | TSR10867 | Graduated Cup | Pressol | Graduated cup 5.000 ml | V1000 | Q&L | REL | TBD | 2023-11-09 00:00:00 | 12 | 2024-11-09 00:00:00 | Nr. V - 11 - 23 - 008 / 11.2023 / 09.11.2023 / S.C. METROMAT S.R.L. / Ruta 2 | 2023-11-09 00:00:00 | S.C. METROMAT S.R.L. | NOT |  |  |  |  | REL LAB TSR | 284-3515 | TBD | ENV Accessories | Corrosion methods | Room Env S14 |  | Out of use
RELTSR_0214 | TSR10868 | Graduated Cup | Pressol | Graduated cup 5.000 ml | V1001 | Q&L | REL | TBD | 2023-11-09 00:00:00 | 12 | 2024-11-09 00:00:00 | Nr. V - 11 - 23 - 009 / 11.2023 / 09.11.2023 / S.C. METROMAT S.R.L. / Ruta 2 | 2023-11-09 00:00:00 | S.C. METROMAT S.R.L. | NOT |  |  |  |  | REL LAB TSR | 284-3515 | TBD | ENV Accessories | Corrosion methods | Room Env S14 |  | Out of use
RELTSR_0219 | TSR10873 | Conductivity standard solution | HANNA Instruments | HI7031M 1413 μS/cm | 8572 | Q&L | REL | TBD | 2023-10-16 00:00:00 | 12 | 2024-10-16 00:00:00 | 8572/ 20.01.2023/ 20A31 | 2023-10-02 00:00:00 | HANNA Instruments | NOT |  |  |  |  | REL LAB TSR | 284-3515 | TBD | ENV Accessories | Corrosion methods | Room Env S14 |  | Out of use
RELTSR_0220 | TSR10874 | Buffer Solution | HANNA Instruments | HI7007M pH 7.01 | 8784 | Q&L | REL | TBD | 2023-10-16 00:00:00 | 12 | 2024-10-16 00:00:00 | 8784/ 18.03.2023/ 18C31 | 2023-10-02 00:00:00 | HANNA Instruments | NOT |  |  |  |  | REL LAB TSR | 284-3515 | TBD | ENV Accessories | Corrosion methods | Room Env S14 |  | Out of use
RELTSR_0221 | TSR10875 | Buffer Solution | HANNA Instruments | HI7004M pH 4.01 | 8775 | Q&L | REL | TBD | 2023-10-16 00:00:00 | 12 | 2024-10-16 00:00:00 | 8775/ 21.03.2023/ 21C32 | 2023-10-02 00:00:00 | HANNA Instruments | NOT |  |  |  |  | REL LAB TSR | 284-3515 | TBD | ENV Accessories | Corrosion methods | Room Env S14 |  | Out of use
RELTSR_0222 | TSR10879 | Climate Chamber | Espec | Espec ARS-0680-5 | 4140000189 | Q&L | REL | TBD | 2023-09-21 00:00:00 | 12 | 2024-09-21 00:00:00 | K/23-8356 / NAH-2-0141/2021 / Ruta 21.09.2023 / Ruta 2 | 2023-08-03 00:00:00 | ClimaTEC | IN | 2024-09-21 00:00:00 | INS #2023-258 | 2024-03-21 00:00:00 |  | REL LAB TSR | 284-3515 | TBD | Climatic chamber | Temperature and humidity methods | Room ENV P09 | Climatic 36
RELTSR_0223 | TSR10880 | Climate Chamber | Espec | Espec ARS-0680-5 | 4140000190 | Q&L | REL | TBD | 2023-09-21 00:00:00 | 12 | 2024-09-21 00:00:00 | K/23-8357 / NAH-2-0141/2021 / Ruta 21.09.2023 / Ruta 2 | 2023-08-03 00:00:00 | ClimaTEC | IN | 2024-09-21 00:00:00 | INS #2023-258 | 2024-03-21 00:00:00 |  | REL LAB TSR | 284-3515 | TBD | Climatic chamber | Temperature and humidity methods | Room ENV P09 | Climatic 35
RELTSR_0224 | TSR10881 | Temperature Chamber | Espec | Espec-ARG-0680-5-E | 4140000185 | Q&L | REL | TBD | 2023-10-11 00:00:00 | 12 | 2024-10-11 00:00:00 | K/23-9344 / NAH-2-0141/2021 / 11.10.2023 / Ruta 2 | 2023-10-04 00:00:00 | ClimaTEC | IN | 2024-10-11 00:00:00 | INS #2023-278 | 2024-04-11 00:00:00 |  | REL LAB TSR | 284-3515 | TBD | Temperature Chambers | Temperature methods | Room ENV P09 | Temp 19
RELTSR_0228 | TSR10721 | Data logger climatic | Ahlborn | 2490-1A | H23070065 | QL | REL | TBD | 2023-10-10 00:00:00 | 12 | 2024-10-10 00:00:00 | 03750 / WKD/ Oct. 23 / 10.10.2023 / Weiss Technik GmbH / Ruta 2 | 2023-09-04 00:00:00 | Bumbas Electric | IN |  |  |  |  | REL LAB TSR | 284-3515 | TBD | Loggers certificates | Temperature and humidity methods | Room ENV S10
RELTSR_0229 | TSR10884 | Humidity Sensor | Ahlborn | FH0D46-C2 | 20713046 | QL | REL | TBD | 2023-10-10 00:00:00 | 12 | 2024-10-10 00:00:00 | 03750 / WKD/ Oct. 23 / 10.10.2023 / Weiss Technik GmbH / Ruta 2 | 2023-09-04 00:00:00 | Bumbas Electric | IN |  |  | 2024-04-10 00:00:00 |  | REL LAB TSR | 284-3515 | TBD | Loggers certificates | Temperature and humidity methods | Room ENV S10
RELTSR_0276 | TSR10930 | Graded cylinder | Azlon | ISO 4788 250:30ml, type 1a | V001 | QL | REL | TBD | 2023-11-15 00:00:00 | 12 | 2024-11-15 00:00:00 | Nr. V - 11 - 23 - 011 / 11.2023 / 15.11.2023 / S.C. METROMAT S.R.L. / Ruta 2 | 2023-10-31 00:00:00 | S.C. METROMAT S.R.L. | NOT |  |  |  |  | REL LAB TSR | 284-3515 | TBD | ENV Accessories | Corrosion methods | Room Env S14 |  | Out of use
RELTSR_0277 | TSR10931 | Graded cylinder | Azlon | ISO 4788 250:30ml, type 1a | V002 | QL | REL | TBD | 2023-11-15 00:00:00 | 12 | 2024-11-15 00:00:00 | Nr. V - 11 - 23 - 012 / 11.2023 / 15.11.2023 / S.C. METROMAT S.R.L. / Ruta 2 | 2023-10-31 00:00:00 | S.C. METROMAT S.R.L. | NOT |  |  |  |  | REL LAB TSR | 284-3515 | TBD | ENV Accessories | Corrosion methods | Room Env S14 |  | Out of use
RELTSR_0278 | TSR10932 | Graded cylinder | Azlon | ISO 4788 250:30ml, type 1a | V003 | QL | REL | TBD | 2023-11-15 00:00:00 | 12 | 2024-11-15 00:00:00 | Nr. V - 11 - 23 - 013 / 11.2023 / 15.11.2023 / S.C. METROMAT S.R.L. / Ruta 2 | 2023-10-31 00:00:00 | S.C. METROMAT S.R.L. | NOT |  |  |  |  | REL LAB TSR | 284-3515 | TBD | ENV Accessories | Corrosion methods | Room Env S14 |  | Out of use
RELTSR_0279 | TSR10933 | Graded cylinder | Azlon | ISO 4788 250:30ml, type 1a | V004 | QL | REL | TBD | 2023-11-15 00:00:00 | 12 | 2024-11-15 00:00:00 | Nr. V - 11 - 23 - 014 / 11.2023 / 15.11.2023 / S.C. METROMAT S.R.L. / Ruta 2 | 2023-10-31 00:00:00 | S.C. METROMAT S.R.L. | NOT |  |  |  |  | REL LAB TSR | 284-3515 | TBD | ENV Accessories | Corrosion methods | Room Env S14 |  | Out of use
RELTSR_0280 | TSR10934 | Graded cylinder | Azlon | ISO 4788 250:30ml, type 1a | V005 | QL | REL | TBD | 2023-11-15 00:00:00 | 12 | 2024-11-15 00:00:00 | Nr. V - 11 - 23 - 015 / 11.2023 / 15.11.2023 / S.C. METROMAT S.R.L. / Ruta 2 | 2023-10-31 00:00:00 | S.C. METROMAT S.R.L. | NOT |  |  |  |  | REL LAB TSR | 284-3515 | TBD | ENV Accessories | Corrosion methods | Room Env S14 |  | Out of use
RELTSR_0281 | TSR10935 | Graded cylinder | Azlon | ISO 4788 250:30ml, type 1a | V006 | QL | REL | TBD | 2023-11-15 00:00:00 | 12 | 2024-11-15 00:00:00 | Nr. V - 11 - 23 - 016 / 11.2023 / 15.11.2023 / S.C. METROMAT S.R.L. / Ruta 2 | 2023-10-31 00:00:00 | S.C. METROMAT S.R.L. | NOT |  |  |  |  | REL LAB TSR | 284-3515 | TBD | ENV Accessories | Corrosion methods | Room Env S14 |  | Out of use
RELTSR_0289 | TSR10919 | Humidity Sensor | Ahlborn | FH0D46-C2 | 20715547 | QL | REL | TBD | 2023-11-09 00:00:00 | 12 | 2024-11-09 00:00:00 | 03772 / WKD / Nov. 23 / 09.11.2023 / Weiss Technik GmbH / Ruta 2 | 2023-09-04 00:00:00 | Bumbas Electric | IN |  |  | 2024-05-09 00:00:00 |  | REL LAB TSR | 284-3515 | TBD | Loggers certificates | Temperature and humidity methods | Room ENV S10
RELTSR_0293 | TSR10463 | Data logger climatic | Ahlborn | 4390-2 | S23080050 + 25011391 | QL | REL | TBD | 2025-06-07 00:00:00 | 12 | 2026-06-07 00:00:00 | 04259 / WKD / Jun. 25 / 07.06.2025 / Weiss Technik GmbH / Ruta 2 | 2023-09-04 00:00:00 | Bumbas Electric | IN |  |  |  |  | REL LAB TSR | 284-3515 | TBD | Loggers certificates | Temperature and humidity methods | Room ENV S10
RELTSR_0294 | TSR10951 | Humidity Sensor | Ahlborn | FH0D46-C2 | 20715539 | QL | REL | TBD | 2023-11-15 00:00:00 | 12 | 2024-11-15 00:00:00 | 03763 / WKD / Nov. 23 / 15.11.2023 / Weiss Technik GmbH / Ruta 2 | 2023-09-04 00:00:00 | Bumbas Electric | IN |  |  | 2024-05-15 00:00:00 |  | REL LAB TSR | 284-3515 | TBD | Loggers certificates | Temperature and humidity methods | Room ENV S10
RELTSR_0298 | TSR10953 | Humidity Sensor | Ahlborn | FH0D46-C2 | 20714606 | QL | REL | TBD | 2023-11-28 00:00:00 | 12 | 2024-11-28 00:00:00 | 03781 / WKD / Nov. 23 / 28.11.2023 / Weiss Technik GmbH / Ruta 2 | 2023-09-04 00:00:00 | Bumbas Electric | IN |  |  | 2024-05-28 00:00:00 |  | REL LAB TSR | 284-3515 | TBD | Loggers certificates | Temperature and humidity methods | Room ENV S10
RELTSR_0309 | TSR10962 | Data logger climatic | Ahlborn | 4390-2 | S23080039 | QL | REL | TBD | 2023-12-16 00:00:00 | 12 | 2024-12-16 00:00:00 | 03787 / WKD / Dec. 23 / 16.12.2023 / Weiss Technik GmbH / Ruta 2 | 2023-09-04 00:00:00 | Bumbas Electric | IN |  |  |  |  | REL LAB TSR | 284-3515 | TBD | Loggers certificates | Temperature and humidity methods | Room ENV S10
RELTSR_0310 | TSR10963 | Humidity Sensor | Ahlborn | FH0D46-C2 | 20715541 | QL | REL | TBD | 2023-12-16 00:00:00 | 12 | 2024-12-16 00:00:00 | 03787 / WKD / Dec. 23 / 16.12.2023 / Weiss Technik GmbH / Ruta 2 | 2023-09-04 00:00:00 | Bumbas Electric | IN |  |  | 2024-06-16 00:00:00 |  | REL LAB TSR | 284-3515 | TBD | Loggers certificates | Temperature and humidity methods | Room ENV S10
RELTSR_0319 | TSR10972 | Climatic Chamber | Espec | Espec ARS1100-10-E | 4140000155 | Q&L | REL | TBD | 2025-03-28 00:00:00 | 12 | 2026-03-28 00:00:00 | K/25-2793 / NAH-2-0141/2021/ 03.2025 / 28.03.2025/ Kalibra 59 Kft. / Ruta 2 |  | ClimaTEC | IN | 2026-03-28 00:00:00 | MTC #2025-115 | 2025-09-28 00:00:00 |  | REL LAB TSR | 284-3515 | TBD | Climatic chambers | Temperature and humidity methods | Room ENV P09 | Climatic 37
RELTSR_0320 | TSR10973 | Climatic Chamber | Espec | Espec ARS1100-10-E | 4140000156 | Q&L | REL | TBD | 2025-03-31 00:00:00 | 12 | 2026-03-31 00:00:00 | K/25-2794/ NAH-2-0141/2021/ 03.2025 /31.03.2025 / Kalibra 59 Kft. / Ruta 2 |  | ClimaTEC | IN | 2026-03-31 00:00:00 | MTC #2025-116 | 2025-09-30 00:00:00 |  | REL LAB TSR | 284-3515 | TBD | Climatic chambers | Temperature and humidity methods | Room ENV P09 | Climatic 38
RELTSR_0323 | TSR10976 | Graded cylinder | Endo Glassware | ISO 4788 250:2 | V008 | Q&L | REL | TBD | 2024-03-01 00:00:00 | 12 | 2025-03-01 00:00:00 | 06530-03.24/ RENAR LE 008/ 03.2024 / 01.03.2024 / S.C. METROMAT S.R.L./ Ruta 2 |  | S.C. METROMAT S.R.L. | NOT |  |  |  |  | REL LAB TSR | 284-3515 | TBD | ENV Accessories | Corrosion methods | Room ENV S14
RELTSR_0324 | TSR10977 | Graded cylinder | Endo Glassware | ISO 4788 250:2 | V009 | Q&L | REL | TBD | 2024-03-01 00:00:00 | 12 | 2025-03-01 00:00:00 | 06531-03.24/ RENAR LE 008/ 03.2024 / 01.03.2024 / S.C. METROMAT S.R.L./ Ruta 2 |  | S.C. METROMAT S.R.L. | NOT |  |  |  |  | REL LAB TSR | 284-3515 | TBD | ENV Accessories | Corrosion methods | Room ENV S14
RELTSR_0325 | TSR10978 | Graded cylinder | Endo Glassware | ISO 4788 250:2 | V010 | Q&L | REL | TBD | 2024-03-01 00:00:00 | 12 | 2025-03-01 00:00:00 | 06532-03.24/ RENAR LE 008/ 03.2024 / 01.03.2024 / S.C. METROMAT S.R.L./ Ruta 2 |  | S.C. METROMAT S.R.L. | NOT |  |  |  |  | REL LAB TSR | 284-3515 | TBD | ENV Accessories | Corrosion methods | Room ENV S14
RELTSR_0326 | TSR10979 | Graded cylinder | Endo Glassware | ISO 4788 250:2 | V011 | Q&L | REL | TBD | 2024-03-01 00:00:00 | 12 | 2025-03-01 00:00:00 | 06533-03.24/ RENAR LE 008/ 03.2024 / 01.03.2024 / S.C. METROMAT S.R.L./ Ruta 2 |  | S.C. METROMAT S.R.L. | NOT |  |  |  |  | REL LAB TSR | 284-3515 | TBD | ENV Accessories | Corrosion methods | Room ENV S14
RELTSR_0327 | TSR10980 | Graded cylinder | Endo Glassware | ISO 4788 250:2 | V012 | Q&L | REL | TBD | 2024-03-01 00:00:00 | 12 | 2025-03-01 00:00:00 | 06534-03.24/ RENAR LE 008/ 03.2024 / 01.03.2024 / S.C. METROMAT S.R.L./ Ruta 2 |  | S.C. METROMAT S.R.L. | NOT |  |  |  |  | REL LAB TSR | 284-3515 | TBD | ENV Accessories | Corrosion methods | Room ENV S14
RELTSR_0328 | TSR10981 | Graded cylinder | Endo Glassware | ISO 4788 250:2 | V013 | Q&L | REL | TBD | 2024-03-01 00:00:00 | 12 | 2025-03-01 00:00:00 | 06535-03.24/ RENAR LE 008/ 03.2024 / 01.03.2024 / S.C. METROMAT S.R.L./ Ruta 2 |  | S.C. METROMAT S.R.L. | NOT |  |  |  |  | REL LAB TSR | 284-3515 | TBD | ENV Accessories | Corrosion methods | Room ENV S14
RELTSR_0335 | TSR10988 | Buffer Solution | HANNA Instruments | HI7007L pH 7.01 | 8731 | Q&L | REL | TBD | 2023-10-16 00:00:00 | 12 | 2024-10-16 00:00:00 | 8731/ 02.03.2023/ 02C32 / Ruta 2 | 2023-10-02 00:00:00 | HANNA Instruments | NOT |  |  |  |  | REL LAB TSR | 284-3515 | TBD | ENV Accessories | Temperature methods | Room ENV S10 |  | Out of use
RELTSR_0336 | TSR10989 | Buffer Solution | HANNA Instruments | HI7010L pH 10.01 | 8852 | Q&L | REL | TBD | 2023-10-16 00:00:00 | 12 | 2024-10-16 00:00:00 | 8852/ 07.03.2023/ 07D31 / Ruta 2 | 2023-10-02 00:00:00 | HANNA Instruments | NOT |  |  |  |  | REL LAB TSR | 284-3515 | TBD | ENV Accessories | Temperature methods | Room ENV S10 |  | Out of use
RELTSR_0337 | TSR10990 | Buffer Solution | HANNA Instruments | HI7004L pH 4.01 | 8416 | Q&L | REL | TBD | 2023-10-16 00:00:00 | 12 | 2024-10-16 00:00:00 | 8416/ 28.11.2022/ 28K25 / Ruta 2 | 2023-10-02 00:00:00 | HANNA Instruments | NOT |  |  |  |  | REL LAB TSR | 284-3515 | TBD | ENV Accessories | Temperature methods | Room ENV S10 |  | Out of use
RELTSR_0338 | TSR10991 | Storage Solution for pH and ORP Electrodes | HANNA Instruments | HI70300L | 8754 | Q&L | REL | TBD | 2023-10-16 00:00:00 | 12 | 2024-10-16 00:00:00 | 8754/ 13.03.2023/ 13C32 / Ruta 2 | 2023-10-02 00:00:00 | HANNA Instruments | NOT |  |  |  |  | REL LAB TSR | 284-3515 | TBD | ENV Accessories | Temperature methods | Room ENV S10 |  | Out of use
RELTSR_0347 | TSR10992 | pH adjustment solution | ROTH | Sodium hydroxide | 4359 | Q&L | REL | TBD | 2023-10-16 00:00:00 | 12 | 2024-10-16 00:00:00 | 4359 / WKD / Okt. 23 / 16.10.2023 / Weiss Technik GmbH / Ruta 2 |  | Bumbas Electric | NOT |  |  |  |  | REL LAB TSR | 284-3515 | TBD | Loggers certificates | Temperature methods | Room ENV S10 |  | Out of use
RELTSR_0348 | TSR10993 | pH adjustment solution | ROTH | Hydrochloric acid | 4328 | Q&L | REL | TBD | 2023-10-16 00:00:00 | 12 | 2024-10-16 00:00:00 | 4359 / WKD / Okt. 23 / 16.10.2023 / Weiss Technik GmbH / Ruta 2 |  | Bumbas Electric | NOT |  |  |  |  | REL LAB TSR | 284-3515 | TBD | Loggers certificates | Temperature methods | Room ENV S10 |  | Out of use
RELTSR_0355 | TSR11012 | Humidity Sensor | Ahlborn | FH0D46-C3 | 20714602 | Q&L | REL | TBD | 2024-02-09 00:00:00 | 12 | 2025-02-09 00:00:00 | 03831 / WKD / Feb. 24 / 09.02.2024 / Weiss Technik GmbH / Ruta 2 |  | Bumbas | IN |  |  | 2024-08-09 00:00:00 |  | REL LAB TSR | 284-3515 | TBD | Loggers certificates | Temperature methods
RELTSR_0358 | TSR11015 | Measure Tape | Garant | 46 1900_5 | MTM198060 | QL | REL | TBD | 2025-07-09 00:00:00 | 12 | 2026-07-09 00:00:00 | 16437-1-7.25/ RENAR LE 008/ 03.2024 / 09.07.2024 / S.C. METROMAT S.R.L./ Ruta 2 |  | S.C. METROMAT S.R.L. | IN |  |  |  |  | REL LAB TSR | 284-3515 | TBD | ENV Accessories | Corrosion methods
RELTSR_0371 | TSR11028 | Data logger | Ahlborn | 4390-2 | S23080042 | Q&L | REL | TBD | 2024-02-09 00:00:00 | 12 | 2025-02-09 00:00:00 | 03852 / WKD / Feb. 24 / 09.02.2024 / Weiss Technik GmbH / Ruta 2 |  | Bumbas | IN |  |  |  |  | REL LAB TSR | 284-3515 | TBD | Loggers certificates | Temperature methods
RELTSR_0372 | TSR11029 | PT 100 Resistance Thermometer | Ahlborn | FPA40ST0050 | S23080042 | Q&L | REL | TBD | 2024-02-09 00:00:00 | 12 | 2025-02-09 00:00:00 | 03852 / WKD / Feb. 24 / 09.02.2024 / Weiss Technik GmbH / Ruta 2 |  | Bumbas | IN |  |  | 2024-08-09 00:00:00 |  | REL LAB TSR | 284-3515 | TBD | Loggers certificates | Temperature methods
RELTSR_0373 | TSR11030 | Data logger | Ahlborn | 4390-1 | S23080048 | Q&L | REL | TBD | 2024-02-09 00:00:00 | 12 | 2025-02-09 00:00:00 | 03853 / WKD / Feb. 24 / 09.02.2024 / Weiss Technik GmbH / Ruta 2 |  | Bumbas | IN |  |  |  |  | REL LAB TSR | 284-3515 | TBD | Loggers certificates | Temperature methods
RELTSR_0374 | TSR11031 | PT 100 Resistance Thermometer | Ahlborn | FPA40ST0050 | S23080048 | Q&L | REL | TBD | 2024-02-09 00:00:00 | 12 | 2025-02-09 00:00:00 | 03853 / WKD / Feb. 24 / 09.02.2024 / Weiss Technik GmbH / Ruta 2 |  | Bumbas | IN |  |  | 2024-08-09 00:00:00 |  | REL LAB TSR | 284-3515 | TBD | Loggers certificates | Temperature methods
RELTSR_0375 | TSR11032 | Data logger | Ahlborn | 4390-1 | S23080045 | Q&L | REL | TBD | 2024-04-06 00:00:00 | 12 | 2025-04-06 00:00:00 | 03879 / WKD / Apr. 24 / 06.04.2024 / Weiss Technik GmbH / Ruta 2 |  | Bumbas | IN |  |  |  |  | REL LAB TSR | 284-3515 | TBD | Loggers certificates | Temperature methods
RELTSR_0376 | TSR11033 | Humidity Sensor | Ahlborn | FH0D46-C3 | 20715552 | Q&L | REL | TBD | 2024-04-06 00:00:00 | 12 | 2025-04-06 00:00:00 | 03879 / WKD / Apr. 24 / 06.04.2024 / Weiss Technik GmbH / Ruta 2 |  | Bumbas | IN |  |  | 2024-10-06 00:00:00 |  | REL LAB TSR | 284-3515 | TBD | Loggers certificates | Temperature methods
RELTSR_0377 | TSR11034 | Data logger | Ahlborn | 4390-1 | S23080046 | Q&L | REL | TBD | 2024-04-06 00:00:00 | 12 | 2025-04-06 00:00:00 | 03880 / WKD / Apr. 24 / 06.04.2024 / Weiss Technik GmbH / Ruta 2 |  | Bumbas | IN |  |  |  |  | REL LAB TSR | 284-3515 | TBD | Loggers certificates | Temperature methods
RELTSR_0378 | TSR11035 | Humidity Sensor | Ahlborn | FH0D46-C3 | 20715542 | Q&L | REL | TBD | 2024-04-06 00:00:00 | 12 | 2025-04-06 00:00:00 | 03880 / WKD / Apr. 24 / 06.04.2024 / Weiss Technik GmbH / Ruta 2 |  | Bumbas | IN |  |  | 2024-10-06 00:00:00 |  | REL LAB TSR | 284-3515 | TBD | Loggers certificates | Temperature methods
RELTSR_0379 | TSR11036 | Data logger | Ahlborn | 4390-1 | S23070056 | Q&L | REL | TBD | 2024-04-06 00:00:00 | 12 | 2025-04-06 00:00:00 | 03881 / WKD / Apr. 24 / 06.04.2024 / Weiss Technik GmbH / Ruta 2 |  | Bumbas | IN |  |  |  |  | REL LAB TSR | 284-3515 | TBD | Loggers certificates | Temperature methods
RELTSR_0381 | TSR11038 | Data logger | Ahlborn | 2470-2S | H23070053 | Q&L | REL | TBD | 2024-02-09 00:00:00 | 12 | 2025-02-09 00:00:00 | 03831 / WKD / Feb. 24 / 09.02.2024 / Weiss Technik GmbH / Ruta 2 |  | Bumbas | IN |  |  |  |  | REL LAB TSR | 284-3515 | TBD | Loggers certificates | Temperature methods
RELTSR_0383 | TSR11080 | Feeler gauge set | PREISSER | - | M240068 | Q&L | REL | TBD | 2024-04-01 00:00:00 | 12 | 2025-04-01 00:00:00 | 08323-04.24/ RENAR LE 008 / 06.2023 / 01.04.2024 / S.C. METROMAT S.R.L./ Ruta 2 |  | S.C. METROMAT S.R.L. | IN |  |  |  |  | REL LAB TSR | 284-3515 | TBD | ENV Accessories | Corrosion methods
RELTSR_0384 | TSR11074 | Torque screwdriver | WIHA | TorqueVario-S 2852 | UE5B4P | Q&L | REL | TBD | 2025-07-07 00:00:00 | 12 | 2026-07-07 00:00:00 | 16267-07.25/ RENAR LE 008/ 03.2023 / 07.07.2025 / S.C. METROMAT S.R.L./ Ruta 2 |  | S.C. METROMAT S.R.L. | IN |  |  |  |  | REL LAB TSR | 284-3515 | TBD | ENV Accessories
RELTSR_0385 | TSR11075 | Torque wrench | TOHNICHI | QL25N-MH | 903862P | Q&L | REL | TBD | 2025-07-07 00:00:00 | 12 | 2026-07-07 00:00:00 | 16268-07.25/ RENAR LE 008/ 03.2024 / 07.07.2025 / S.C. METROMAT S.R.L./ Ruta 2 |  | S.C. METROMAT S.R.L. | IN |  |  |  |  | REL LAB TSR | 284-3515 | TBD | ENV Accessories
RELTSR_0386 | TSR11076 | Torque wrench | KNIPEX | 98 33 50 | 2380754 | Q&L | REL | TBD | 2024-04-01 00:00:00 | 12 | 2025-04-01 00:00:00 | 08976-04.24/ RENAR LE 008/ 03.2024 / 01.04.2024 / S.C. METROMAT S.R.L./ Ruta 2 |  | S.C. METROMAT S.R.L. | IN |  |  |  |  | REL LAB TSR | 284-3515 | TBD | ENV Accessories
RELTSR_0387 | TSR11077 | Torque wrench | KNIPEX | 98 33 50 | 2380722 | Q&L | REL | TBD | 2024-04-01 00:00:00 | 12 | 2025-04-01 00:00:00 | 08975-04.24/ RENAR LE 008/ 03.2024 / 01.04.2024 / S.C. METROMAT S.R.L./ Ruta 2 |  | S.C. METROMAT S.R.L. | IN |  |  |  |  | REL LAB TSR | 284-3515 | TBD | ENV Accessories
RELTSR_0388 | TSR11078 | Torque wrench | TOHNICHI | QL25N-MH | 903866P | Q&L | REL | TBD | 2025-07-07 00:00:00 | 12 | 2026-07-07 00:00:00 | 16269-07.25/ RENAR LE 008/ 03.2024 / 07.07.2025 / S.C. METROMAT S.R.L./ Ruta 2 |  | S.C. METROMAT S.R.L. | IN |  |  |  |  | REL LAB TSR | 284-3515 | TBD | ENV Accessories
RELTSR_0389 | TSR11079 | Torque wrench | TOHNICHI | QL25N-MH | 903858P | Q&L | REL | TBD | 2024-04-01 00:00:00 | 12 | 2025-04-01 00:00:00 | 08980-04.24/ RENAR LE 008/ 03.2024 / 01.04.2024 / S.C. METROMAT S.R.L./ Ruta 2 |  | S.C. METROMAT S.R.L. | IN |  |  |  |  | REL LAB TSR | 284-3515 | TBD | ENV Accessories
RELTSR_0465 | TSR11260 | Torque wrench | Holex | 6-30 Nm | 3301002592 | Q&L | REL | TBD | 2024-03-20 00:00:00 | 12 | 2025-03-20 00:00:00 | 7442027134 D-K-15015-01-00 / 20.03.2024 / Trescal / Ruta 2 | 2023-03-20 00:00:00 | S.C. METROMAT S.R.L. | NOT |  |  |  |  | REL LAB TSR | 284-3516 | TBD | VIB Equipment | Vibration and mechanical test methods | Room ENV S02 | VIB Equipment
RELTSR_0469 | TSR11259 | Torque wrench | Stahlwille | Sensotork 701 | 82400111-701/2 | Q&L | REL | TBD | 2024-04-05 00:00:00 | 12 | 2025-04-05 00:00:00 | 7442032700 D-K-15015-01-00 / 20.03.2024 / Trescal / Ruta 2 | 2023-03-20 00:00:00 | S.C. METROMAT S.R.L. | NOT |  |  |  |  | REL LAB TSR | 284-3516 | TBD | VIB Equipment | Vibration and mechanical test methods | Room ENV S02 | VIB Equipment
RELTSR_0501 | TSR11351 | ClimeEvent | Vötsch Industrietechnik | C/1300/70a/15M | 58566270170020 | Q&L | REL | TBD | 2025-06-06 00:00:00 | 12 | 2026-06-06 00:00:00 | 41020/D-K-20681-02-00/2025-06/ 06.06.2025 / Weiss Technik GmbH /Ruta 2 |  | Bumbas | NOT | 2026-06-06 00:00:00 |  |  |  | REL LAB TSR | 284-3515 | TBD | ENV Accessories | Temperature and humidity methods |  | Climatic 41
EMC - CP 03 | TSR10569 | Current probe | LeCroy | CP031A | 1236 | Q&L | EMC | TBD | 2024-11-24 00:00:00 | 12 | 2025-11-24 00:00:00 | 22-616120 | 2023-02-02 00:00:00 | Trescal | IN | 2025-11-24 00:00:00 |  |  |  | TR & EL & REL LAB TSR | 284-3513 | TBD | VIB Equipment | Vibration and mechanical test methods | Room ENV S02
EMC - OSC 01 | TSR10612 | Oscilloscope | LeCroy | HDO6054B | LCRY5102N10822 | Q&L | EMC | TBD | 2025-12-20 00:00:00 | 12 | 2026-12-20 00:00:00 | 10330 | 2023-09-29 00:00:00 | ARC Brasov | IN | 2026-12-20 00:00:00 |  |  |  | HV & REL LAB TSR | 284-3513 | TBD | VIB Equipment | Vibration and mechanical test methods | Room ENV S02
EMC - PS 03 | TSR10642 | Power Supply | Toellner | TOE 8941-40 | 102170 | Q&L | EMC | 821311000644 |  |  |  |  | 2023-02-02 00:00:00 |  | IN |  |  |  |  | TR & EL & REL LAB TSR | 284-3513 | TBD | VIB Equipment | Vibration and mechanical test methods | Room ENV S02
RELTSR_0001 | TSR10740 | Temperature Chamber | Weiss Technik | TempEvent T/600/70a/5 | 58566286500010 | Q&L | REL | TBD | 28-Aug-24 | 24 | N/A | 39352/D-K-20681-02-00/2024-08 / 28.08.2024/ Weiss Technik GmbH / Ruta 2 | 2022-12-15 00:00:00 | Bumbas Electric | IN | 28-Aug-25 | 10310 | 2025-02-28 00:00:00 |  | REL LAB TSR | 284-3515 | TBD | Temperature chambers | Temperature methods | Room ENV S10 | Temp 07
RELTSR_0002 | TSR10752 | Temperature Chamber | Weiss Technik | TempEvent T/600/70a/5 | 58566286500020 | Q&L | REL | TBD | 2024-09-11 00:00:00 | 12 | 2025-09-11 00:00:00 | 39552/D-K-20681-02-00/2024-09 / 11.09.2024 / Weiss Technik GmbH / Ruta 2 | 2022-12-15 00:00:00 | Bumbas Electric | IN | 2025-09-11 00:00:00 | 10400 | 2025-03-11 00:00:00 |  | REL LAB TSR | 284-3515 | TBD | Temperature chambers | Temperature methods | Room ENV S10 | Temp 10
RELTSR_0003 | TSR10746 | Temperature Chamber | Weiss Technik | TempEvent T/600/70a/5 | 58566286500030 | Q&L | REL | TBD | 2024-09-26 00:00:00 | 12 | 2025-09-26 00:00:00 | 39538/D-K-20681-02-00/2024-09 /26.09.2024 / Weiss Technik GmbH / Ruta 2 | 2022-12-15 00:00:00 | Bumbas Electric | IN | 2025-09-26 00:00:00 | 10441 | 2025-03-26 00:00:00 |  | REL LAB TSR | 284-3515 | TBD | Temperature chambers | Temperature methods | Room ENV S10 | Temp 09
RELTSR_0004 | TSR10466 | Temperature Chamber | Weiss Technik | TempEvent T/600/70a/10 | 58566286510010 | Q&L | REL | TBD | 2024-08-01 00:00:00 | 24 | 2026-08-01 00:00:00 | 39212/D-K-20681-02-00/2024-08 / 14.08.2024 / Weiss Technik GmbH / Ruta 2 | 2022-12-15 00:00:00 | Bumbas Electric | IN | 2025-08-01 00:00:00 | 10208 | 2025-02-01 00:00:00 |  | REL LAB TSR | 284-3515 | TBD | Temperature chambers | Temperature methods | Room ENV S10 | Temp16
RELTSR_0005 | TSR10456 | Temperature Chamber | Weiss Technik | TempEvent T/600/70a/10 | 58566286510020 | Q&L | REL | TBD | 2024-09-11 00:00:00 | 24 | 2026-09-11 00:00:00 | 39553/D-K-20681-02-00/2024/09 / 02.10.2024 / Weiss Technik GmbH / Ruta 2 | 2022-12-15 00:00:00 | Bumbas Electric | IN | 2025-09-11 00:00:00 | 10402 | 2025-03-11 00:00:00 |  | REL LAB TSR | 284-3515 | TBD | Temperature chambers | Temperature methods | Room ENV S10 | Temp17
RELTSR_0006 | TSR10737 | Temperature Chamber | Weiss Technik | TempEvent T/600/70a/10 | 58566301050010 | Q&L | REL | TBD | 2024-08-28 00:00:00 | 24 | 2026-08-28 00:00:00 | 39351/D-K-20681-02-00/2024-08 / 28.08.2024/ Weiss Technik GmbH / Ruta 2 | 2023-05-02 00:00:00 | Bumbas Electric | IN | 2025-08-28 00:00:00 | 10312 | 2025-02-28 00:00:00 |  | REL LAB TSR | 284-3515 | TBD | Temperature chambers | Temperature methods | Room ENV S10 | Temp06
RELTSR_0007 | TSR10496 | Temperature Chamber | Weiss Technik | TempEvent T/600/70a/10 | 58566301050020 | Q&L | REL | TBD | 2024-08-07 00:00:00 | 24 | 2026-08-07 00:00:00 | 39209/D-K-20681-02-00/ 2024-08 / 13.08.2024 / Weiss Technik GmbH / Ruta 2 | 2023-05-02 00:00:00 | Bumbas Electric | IN | 2025-08-07 00:00:00 | 10235 | 2025-02-07 00:00:00 |  | REL LAB TSR | 284-3515 | TBD | Temperature chambers | Temperature methods | Room ENV S10 | Temp14
RELTSR_0008 | TSR10732 | Temperature Chamber | Weiss Technik | TempEvent T/600/70a/10 | 58566301050030 | Q&L | REL | TBD | 2024-10-01 00:00:00 | 12 | 2025-10-01 00:00:00 | 39570/ D-K-20681-02-00/ 2024-10 / 01.10.2024 / Weiss Technik GmbH / Ruta 2 | 2023-05-02 00:00:00 | Bumbas Electric | IN | 2025-10-01 00:00:00 | 10484 | 2025-04-01 00:00:00 |  | REL LAB TSR | 284-3515 | TBD | Temperature chambers | Temperature methods | Room ENV S10 | Temp04
RELTSR_0009 | TSR10477 | Temperature Chamber | Weiss Technik | TempEvent T/600/70a/10 | 58566301050040 | Q&L | REL | TBD | 2024-08-07 00:00:00 | 24 | 2026-08-07 00:00:00 | 39210/D-K-20681-02-00/ 2024-08 / 07.08.2024 / Weiss Technik GmbH / Ruta 2 | 2023-05-02 00:00:00 | Bumbas Electric | IN | 2025-08-07 00:00:00 | 10237 | 2025-02-07 00:00:00 |  | REL LAB TSR | 284-3515 | TBD | Temperature chambers | Temperature methods | Room ENV S10 | Temp13
RELTSR_0010 | TSR10464 | Temperature Chamber | Weiss Technik | TempEvent T/600/70a/10 | 58566301050050 | Q&L | REL | TBD | 2024-08-06 00:00:00 | 24 | 2026-08-06 00:00:00 | 39213/D-K-20681-02-00/ 2024-08 / 14.08.2024 / Weiss Technik GmbH / Ruta 2 | 2023-05-02 00:00:00 | Bumbas Electric | IN | 2025-08-06 00:00:00 | 10230 | 2025-02-06 00:00:00 |  | REL LAB TSR | 284-3515 | TBD | Temperature chambers | Temperature methods | Room ENV S10 | Temp15
RELTSR_0011 | TSR10468 | Temperature Chamber | Weiss Technik | TempEvent T/1300/70a/10 | 58566286520010 | Q&L | REL | TBD | 2024-08-29 00:00:00 | 12 | 2025-08-29 00:00:00 | 39350/D-K-20681-02-00/ 2024-08 / 29.08.2024 / Weiss Technik GmbH / Ruta 2 | 2022-12-19 00:00:00 | Bumbas Electric | IN | 2025-08-29 00:00:00 | 10318 | 2025-02-28 00:00:00 |  | REL LAB TSR | 284-3515 | TBD | Temperature chambers | Temperature methods | Room ENV S10 | Temp12
RELTSR_0012 | TSR10476 | Temperature Chamber | Weiss Technik | TempEvent T/1300/70a/10 | 58566286520020 | Q&L | REL | TBD | 2024-07-18 00:00:00 | 12 | 2025-07-18 00:00:00 | 39132/D-K-20681-02-00/ 2024-07 / 18.07.2024 / Weiss Technik GmbH / Ruta 2 | 2022-12-19 00:00:00 | Bumbas Electric | IN | 2025-07-18 00:00:00 | 10172 | 2025-01-18 00:00:00 |  | REL LAB TSR | 284-3515 | TBD | Temperature chambers | Temperature methods | Room ENV S10 | Temp02
RELTSR_0014 | TSR10486 | Temperature Chamber | Weiss Technik | TempEvent T/1300/70a/10 | 58566286520040 | Q&L | REL | TBD | 2024-08-01 00:00:00 | 24 | 2026-08-01 00:00:00 | 39214/ D-K-20681-02-00/ 2024-08 / 01.08.2024 / Weiss Technik GmbH / Ruta 2 | 2022-12-19 00:00:00 | Bumbas Electric | IN | 2025-08-01 00:00:00 | 10210 | 2025-02-01 00:00:00 |  | REL LAB TSR | 284-3515 | TBD | Temperature chambers | Temperature methods | Room ENV S10 | Temp01
RELTSR_0015 | TSR10791 | Climatic Chamber | Weiss Technik | ClimeEvent C/600/70a/5 | 58566286530010 | Q&L | REL | TBD | 2024-07-11 00:00:00 | 24 | 2026-07-11 00:00:00 | 39916/D-K-20681-02-00/ 2024-11 / 07.11.2024 / Weiss Technik GmbH / Ruta 2 | 2023-04-18 00:00:00 | Bumbas Electric | IN | 2025-07-11 00:00:00 | 10749 | 2025-01-11 00:00:00 |  | REL LAB TSR | 284-3515 | TBD | Climatic chamber | Temperature and humidity methods | Room ENV S10 | Climatic 11
RELTSR_0016 | TSR10788 | Climatic Chamber | Weiss Technik | ClimeEvent C/600/70a/5 | 58566286540010 | Q&L | REL | TBD | 2024-10-16 00:00:00 | 24 | 2026-10-16 00:00:00 | 39707/ D-K-20681-02-00/ 2024-10 / 16.10.2024 / Weiss Technik GmbH / Ruta 2 | 2023-04-18 00:00:00 | Bumbas Electric | IN | 2025-10-16 00:00:00 | 10585 | 2025-04-16 00:00:00 |  | REL LAB TSR | 284-3515 | TBD | Climatic chamber | Temperature and humidity methods | Room ENV S10 | Climatic 09
RELTSR_0017 | TSR10492 | Climatic Chamber | Weiss Technik | ClimeEvent C/800/70a/10 | 58566286570010 | Q&L | REL | TBD | 2024-08-01 00:00:00 | 24 | 2026-08-01 00:00:00 | 39215/D-K-20681-02-00/ 2024-08 / 01.08.2024 / Weiss Technik GmbH / Ruta 2 | 2023-06-19 00:00:00 | Bumbas Electric | IN | 2025-08-01 00:00:00 | 10206 | 2025-02-01 00:00:00 |  | REL LAB TSR | 284-3515 | TBD | Climatic chamber | Temperature and humidity methods | Room ENV S10 | Climatic10
RELTSR_0018 | TSR10470 | Climatic Chamber | Weiss Technik | ClimeEvent C/800/70a/10 | 58566286570020 | Q&L | REL | TBD | 2024-10-31 00:00:00 | 24 | 2026-10-31 00:00:00 | 39743/D-K-20681-02-00/ 2024-10 / 31.10.2024 / Weiss Technik GmbH / Ruta 2 | 2023-06-19 00:00:00 | Bumbas Electric | IN | 2025-10-31 00:00:00 | 10674 | 2025-04-30 00:00:00 |  | REL LAB TSR | 284-3515 | TBD | Climatic chamber | Temperature and humidity methods | Room ENV S10 | Climatic08
RELTSR_0019 | TSR10749 | Climatic Chamber | Weiss Technik | ClimeEvent C/800/70a/10 | 58566286580010 | Q&L | REL | TBD | 2024-09-12 00:00:00 | 24 | 2026-09-12 00:00:00 | 39554/D-K-20681-02-00/ 2024-09 / 12.09.2024 / Weiss Technik GmbH / Ruta 2 | 2023-06-19 00:00:00 | Bumbas Electric | IN | 2025-09-12 00:00:00 | 10391 | 2025-03-12 00:00:00 |  | REL LAB TSR | 284-3515 | TBD | Climatic chamber | Temperature and humidity methods | Room ENV S10 | Climatic12
RELTSR_0020 | TSR10779 | Climatic Chamber | Weiss Technik | ClimeEvent C/800/70a/10 | 58566286580020 | Q&L | REL | TBD | 2024-10-03 00:00:00 | 12 | 2025-10-03 00:00:00 | 39567/D-K-20681-02-00/ 2024-10 / 03.10.2024 / Weiss Technik GmbH / Ruta 2 | 2023-06-19 00:00:00 | Bumbas Electric | IN | f | 10482 | 2025-04-03 00:00:00 |  | REL LAB TSR | 284-3515 | TBD | Climatic chamber | Temperature and humidity methods | Room ENV S10 | Climatic 05
RELTSR_0021 | TSR10487 | Climatic Chamber | Weiss Technik | ClimeEvent C/800/70a/15 | 58566286590010 | Q&L | REL | TBD | 2024-11-27 00:00:00 | 24 | 2026-11-27 00:00:00 | 39937/D-K-20681-02-00/ 2024-11 / 27.11.2024 / Weiss Technik GmbH / Ruta 2 | 2023-05-17 00:00:00 | Bumbas Electric | IN | 2025-11-27 00:00:00 | 10783 | 2025-05-27 00:00:00 |  | REL LAB TSR | 284-3515 | TBD | Climatic chamber | Temperature and humidity methods | Room ENV S10 | Climatic 24
RELTSR_0022 | TSR10807 | Climatic Chamber | Weiss Technik | ClimeEvent C/800/70a/15 | 58566286590020 | Q&L | REL | TBD | 2024-11-21 00:00:00 | 12 | 2025-11-21 00:00:00 | 39888/D-K-20681-02-00/2024-11 / 21.11.2024 / Weiss Technik GmbH / Ruta 2 | 2023-05-17 00:00:00 | Bumbas Electric | IN | 2025-11-21 00:00:00 | 10799 | 2025-05-21 00:00:00 |  | REL LAB TSR | 284-3515 | TBD | Climatic chamber | Temperature and humidity methods | Room ENV S10 | Climatic 27
RELTSR_0023 | TSR10912 | Climatic Chamber | Weiss Technik | ClimeEvent C/800/70a/15 | 58566286590030 | Q&L | REL | TBD | 2024-11-01 00:00:00 | 12 | 2025-11-01 00:00:00 | 39759/ D-K-20681-02-00/ 2024-11 / 01.11.2024 / Weiss Technik GmbH / Ruta 2 | 2023-05-17 00:00:00 | Bumbas Electric | NOT | 2025-11-01 00:00:00 | 10684 | 2025-05-01 00:00:00 |  | REL LAB TSR | 284-3515 | TBD | Climatic chamber | Temperature and humidity methods | Room ENV S10 | Climatic 23
RELTSR_0024 | TSR10797 | Climatic Chamber | Weiss Technik | ClimeEvent C/800/70a/15 | 58566286600010 | Q&L | REL | TBD | 2024-11-27 00:00:00 | 24 | 2026-11-27 00:00:00 | 39920/D-K-20681-02-00/ 2024-11 / 27.11.2024 / Weiss Technik GmbH / Ruta 2 | 2023-05-17 00:00:00 | Bumbas Electric | IN | 2025-11-27 00:00:00 | 10864 | 2025-05-27 00:00:00 |  | REL LAB TSR | 284-3515 | TBD | Climatic chamber | Temperature and humidity methods | Room ENV S10 | Climatic 26
RELTSR_0025 | TSR10717 | Climatic Chamber | Weiss Technik | ClimeEvent C/800/70a/15 | 58566286610010 | Q&L | REL | TBD | 2024-11-27 00:00:00 | 24 | 2026-11-27 00:00:00 | 39921/D-K-20681-02-00/ 2023-10 / 27.11.2024 / Weiss Technik GmbH / Ruta 2 | 2023-05-30 00:00:00 | Bumbas Electric | IN | 2025-11-27 00:00:00 | 10861 | 2025-05-27 00:00:00 |  | REL LAB TSR | 284-3515 | TBD | Climatic chamber | Temperature and humidity methods | Room ENV S10 | Climatic15
RELTSR_0026 | TSR10726 | Climatic Chamber | Weiss Technik | ClimeEvent C/800/70a/15 | 58566286610020 | Q&L | REL | TBD | 2024-10-06 00:00:00 | 24 | 2026-10-06 00:00:00 | 39574/ D-K-20681-02-00/ 2024-10 / 06.10.2024 / Weiss Technik GmbH / Ruta 2 | 2023-05-30 00:00:00 | Bumbas Electric | IN | 2025-10-06 00:00:00 | 10502 | 2025-04-06 00:00:00 |  | REL LAB TSR | 284-3515 | TBD | Climatic chamber | Temperature and humidity methods | Room ENV S10 | Climatic 18
RELTSR_0027 | TSR10723 | Climatic Chamber | Weiss Technik | ClimeEvent C/800/70a/15 | 58566286610030 | Q&L | REL | TBD | 2024-10-31 00:00:00 | 12 | 2025-10-31 00:00:00 | 39744/D-K-20681-02-00/ 2024-10 / 31.10.2024 / Weiss Technik GmbH / Ruta 2 | 2023-05-30 00:00:00 | Bumbas Electric | IN | 2025-10-31 00:00:00 | 10677 | 2025-04-30 00:00:00 |  | REL LAB TSR | 284-3515 | TBD | Climatic chamber | Temperature and humidity methods | Room ENV S10 | Climatic 17
RELTSR_0028 | TSR10720 | Climatic Chamber | Weiss Technik | ClimeEvent C/800/70a/15 | 58566286610040 | Q&L | REL | TBD | 2024-09-11 00:00:00 | 12 | 2025-09-11 00:00:00 | 39555/D-K-20681-02-00/ 2024-09 / 11.09.2024/ Weiss Technik GmbH / Ruta 2 | 2023-05-30 00:00:00 | Bumbas Electric | IN | 2025-09-11 00:00:00 | 10397 | 2025-03-11 00:00:00 |  | REL LAB TSR | 284-3515 | TBD | Climatic chamber | Temperature and humidity methods | Room ENV S10 | Climatic 16
RELTSR_0029 | TSR10729 | Climatic Chamber | Weiss Technik | ClimeEvent C/800/70a/15 | 58566286610050 | Q&L | REL | TBD | 2024-12-17 00:00:00 | 24 | 2026-12-17 00:00:00 | 40081/D-K-20681-02-00/ 2024-12/ 17.12.2024/ Weiss Technik GmbH / Ruta 2 | 2023-05-30 00:00:00 | Bumbas Electric | IN | 2025-12-17 00:00:00 |  | 2025-06-17 00:00:00 |  | REL LAB TSR | 284-3515 | TBD | Climatic chamber | Temperature and humidity methods | Room ENV S10 | Climatic 19
RELTSR_0030 | TSR10800 | Climatic Chamber | Weiss Technik | ClimeEvent C/1300/70a/10 | 58566286620010 | Q&L | REL | TBD | 2024-07-18 00:00:00 | 12 | 2025-07-18 00:00:00 | 39113/D-K-20681-02-00/ 2024-07 / 29.07.2024 / Weiss Technik GmbH / Ruta 2 | 2023-06-26 00:00:00 | Bumbas Electric | IN | 2025-07-18 00:00:00 | 10166 | 2025-01-18 00:00:00 |  | REL LAB TSR | 284-3515 | TBD | Climatic chamber | Temperature and humidity methods | Room ENV S10 | Climatic 03
RELTSR_0031 | TSR10458 | Climatic Chamber | Weiss Technik | ClimeEvent C/1300/70a/10 | 58566286620020 | Q&L | REL | TBD | 2025-02-21 00:00:00 | 12 | 2026-02-21 00:00:00 | 40405/D-K-20681-02-00/ 2025-090/ 21.02.2025 / Weiss Technik GmbH / Ruta 2 | 2023-06-26 00:00:00 | Bumbas Electric | IN | 2026-02-21 00:00:00 | 8652 | 2025-08-21 00:00:00 |  | REL LAB TSR | 284-3515 | TBD | Climatic chamber | Temperature and humidity methods | Room ENV S10 | Climatic 02
RELTSR_0032 | TSR10495 | Climatic Chamber | Weiss Technik | ClimeEvent C/1300/70a/10 | 58566286630010 | Q&L | REL | TBD | 2024-07-17 00:00:00 | 12 | 2025-07-17 00:00:00 | 39114/D-K-20681-02-00/ 2024-07 / 29.07.2024 / Weiss Technik GmbH / Ruta 2 | 2023-06-26 00:00:00 | Bumbas Electric | IN | 2025-07-17 00:00:00 | 10170 | 2025-01-17 00:00:00 |  | REL LAB TSR | 284-3515 | TBD | Climatic chamber | Temperature and humidity methods | Room ENV S10 | Climatic 01
RELTSR_0033 | TSR10764 | Thermal Shock Chamber | Weiss Technik | ShockEvent T/120/V2 | 58566290180010 | Q&L | REL | TBD | 2024-11-15 00:00:00 | 24 | 2026-11-15 00:00:00 | 39866/D-K-20681-02-00/ 2024-11 / 20.11.2024 / Weiss Technik GmbH / Ruta 2 | 2022-12-19 00:00:00 | Bumbas Electric | IN | 2025-11-15 00:00:00 | 10786 | 2025-05-15 00:00:00 |  | REL LAB TSR | 284-3515 | TBD | Thermal Shock | Temperature (shock) methods | Room ENV S10 | ThShock 04
RELTSR_0034 | TSR10761 | Thermal Shock Chamber | Weiss Technik | ShockEvent T/120/V2 | 58566290190010 | Q&L | REL | TBD | 2024-09-12 00:00:00 | 24 | 2026-09-12 00:00:00 | 39556/D-K-20681-02-00/ 2024-09 / 07.10.2024 / Weiss Technik GmbH / Ruta 2 | 2022-12-19 00:00:00 | Bumbas Electric | IN | 2025-09-12 00:00:00 | 10404 | 2025-03-12 00:00:00 |  | REL LAB TSR | 284-3515 | TBD | Thermal Shock | Temperature (shock) methods | Room ENV S10 | ThShock 03
RELTSR_0035 | TSR10755 | Thermal Shock Chamber | Weiss Technik | ShockEvent T/120/V2 | 58566301440010 | Q&L | REL | TBD | 2024-10-31 00:00:00 | 12 | 2025-10-31 00:00:00 | 39745/D-K-20681-02-00/ 2023-11 / 31.10.2024 / Weiss Technik GmbH / Ruta 2 | 2023-04-18 00:00:00 | Bumbas Electric | IN | 2025-10-31 00:00:00 | 10717 | 2025-04-30 00:00:00 |  | REL LAB TSR | 284-3515 | TBD | Thermal Shock | Temperature (shock) methods | Room ENV S10 | ThShock 01
RELTSR_0036 | TSR10758 | Thermal Shock Chamber | Weiss Technik | ShockEvent T/120/V2 | 58566301440020 | Q&L | REL | TBD | 2024-10-11 00:00:00 | 12 | 2025-10-11 00:00:00 | 39827/D-K-20681-02-00/ 2024-10 / 15.11.2024 / Weiss Technik GmbH / Ruta 2 | 2023-04-18 00:00:00 | Bumbas Electric | IN | 2025-10-11 00:00:00 | 10591 | 2025-04-11 00:00:00 |  | REL LAB TSR | 284-3515 | TBD | Thermal Shock | Temperature (shock) methods | Room ENV S10 | ThShock 02
RELTSR_0037 | TSR10767 | Thermal Shock Chamber | Weiss Technik | ShockEvent T/300/V2 | 58566290140010 | Q&L | REL | TBD | 2024-08-29 00:00:00 | 12 | 2025-08-29 00:00:00 | 39353/D-K-20681-02-00/ 2024-8/ 03.09.2024 / Weiss Technik GmbH / Ruta 2 | 2022-12-15 00:00:00 | Bumbas Electric | IN | 2025-08-29 00:00:00 | 10314 | 2025-02-28 00:00:00 |  | REL LAB TSR | 284-3515 | TBD | Thermal Shock | Temperature (shock) methods | Room ENV S10 | ThShock 05
RELTSR_0038 | TSR10770 | Thermal Shock Chamber | Weiss Technik | ShockEvent T/300/V2 | 58566290140020 | Q&L | REL | TBD | 2024-08-29 00:00:00 | 24 | 2026-08-29 00:00:00 | 39354/ D-K-20681-02-00/ 2024-08 / 03.09.2024 / Weiss Technik GmbH / Ruta 2 | 2022-12-15 00:00:00 | Bumbas Electric | IN | 2025-08-29 00:00:00 | 10316 | 2025-02-28 00:00:00 |  | REL LAB TSR | 284-3515 | TBD | Thermal Shock | Temperature (shock) methods | Room ENV S10 | ThShock 07
RELTSR_0039 | TSR10773 | Thermal Shock Chamber | Weiss Technik | ShockEvent T/300/V2 | 58566290150010 | Q&L | REL | TBD | 2024-09-26 00:00:00 | 24 | 2026-09-26 00:00:00 | 39540/ D-K-20681-02-00/ 2024-09 / 07.10.2024 / Weiss Technik GmbH / Ruta 2 | 2022-12-15 00:00:00 | Bumbas Electric | IN | 2025-09-26 00:00:00 | 10443 | 2025-03-26 00:00:00 |  | REL LAB TSR | 284-3515 | TBD | Thermal Shock | Temperature (shock) methods | Room ENV S10 | ThShock 08
RELTSR_0040 | TSR10857 | Thermal Shock Chamber | Espec | Espec TSA-303 EL-W | 155002678 | Q&L | REL | TBD | 2024-09-17 00:00:00 | 12 | 2025-09-17 00:00:00 | K/24-8906 / NAH-2-0141/2021 / 17.09.2024 / Kalibra 59 Kft. / Ruta 2 | 2023-01-26 00:00:00 | ClimaTEC | IN | 2025-09-17 00:00:00 | 247 | 2025-03-17 00:00:00 |  | REL LAB TSR | 284-3515 | TBD | Thermal shock Chambers | Temperature (shock) methods | Room ENV S10 | ThShock 06
RELTSR_0041 | TSR10858 | Thermal Shock Chamber | Espec | Espec TSA-603 EL-W | 155002971 | Q&L | REL | TBD | 2024-09-17 00:00:00 | 12 | 2025-09-17 00:00:00 | K/24-8905 / NAH-2-0141/2021 / 17.09.2024 / Kalibra 59 Kft. / Ruta 2 | 2023-04-27 00:00:00 | ClimaTEC | IN | 2025-09-17 00:00:00 | 247 | 2025-03-17 00:00:00 |  | REL LAB TSR | 284-3515 | TBD | Thermal shock Chambers | Temperature (shock) methods | Room ENV P09 | ThShock 09
RELTSR_0042 | TSR10815 | Climatic Chamber Vibration | Weiss Technik | ShakeEvent C/1200/70a/5/V | 58566294100010 | Q&L | REL | TBD | 2024-10-11 00:00:00 | 12 | 2025-10-11 00:00:00 | 39700 D-K-20681-02-00 / 2024-10 / 11.10.2024 / Weiss Technik GmbH / Ruta 2 | 2023-06-19 00:00:00 | Bumbas Electric | IN | 2025-10-11 00:00:00 | 10703 | 2025-04-11 00:00:00 |  | REL LAB TSR | 284-3515 | TBD | Climatic VIB Chambers | Temperature and humidity methods | Room ENV S02 | ClimaVib 01
RELTSR_0043 | TSR10812 | Climatic Chamber Vibration | Weiss Technik | ShakeEvent C/1200/70a/10/V | 58566294110010 | Q&L | REL | TBD | 2024-10-29 00:00:00 | 12 | 2025-10-29 00:00:00 | 39717/D-K-20681-02-00/ 2024-10/ 29.10.2024/ Weiss Technik GmbH / Ruta 2 | 2023-06-19 00:00:00 | Bumbas Electric | IN | 2025-10-29 00:00:00 | 10681 | 2025-04-29 00:00:00 |  | REL LAB TSR | 284-3515 | TBD | Climatic VIB Chambers | Temperature and humidity methods | Room ENV S02 | ClimaVib 02
RELTSR_0044 | TSR10818 | Climatic Chamber Vibration | Weiss Technik | ShakeEvent C/1700/70a/10/V | 58566294120010 | Q&L | REL | TBD | 2024-10-03 00:00:00 | 12 | 2025-10-03 00:00:00 | 39569 D-K-20681-02-00 / 2024-10 / 03.10.2024/ Weiss Technik GmbH / Ruta 2 | 2023-06-26 00:00:00 | Bumbas Electric | IN | 2025-10-03 00:00:00 | 10488 | 2025-04-03 00:00:00 |  | REL LAB TSR | 284-3515 | TBD | Climatic VIB Chambers | Temperature and humidity methods | Room ENV S02 | ClimaVib 03
RELTSR_0045 | TSR10876 | Ice Water Splash Chamber | iTS Gmbh | ITS SWK 150/150/75 Splash Water | P22-01812 | Q&L | REL | TBD | 2024-10-22 00:00:00 | 12 | 2025-10-22 00:00:00 | K/24-10033 / NAH-2-0141/2021 / 22.10.2024 / Kalibra 59 Kft. / Ruta 2 | 2022-12-12 00:00:00 | ClimaTEC | IN | 2025-10-22 00:00:00 |  | 2025-04-22 00:00:00 |  | REL LAB TSR | 284-3515 | TBD | Special Chambers | Ice water shock methods | Room ENV S10 | Splash 01
RELTSR_0049 |  | IP Water Test Chamber | iTS Gmbh | ITS SPK R800 IP Water Chamber | P22-01814 | Q&L | REL | TBD |  |  |  |  | 2022-12-12 00:00:00 |  | IN |  |  |  |  | REL LAB TSR | 284-3515 | TBD | Special Chambers | Protection against water methods | Room ENV S12 | IPWater 01
RELTSR_0050 | TSR10846 | Variable Area Flow Meter | Kobold | KDF-2228NV0000 | 355 316 | Q&L | REL | TBD | 2025-02-24 00:00:00 | 12 | 2026-02-24 00:00:00 | V23521/D-K-15070-01-00/2025-02 / 24.02.2025 / Testo Industrial Services GmbH / Ruta 2 | 2022-12-12 00:00:00 | Testo industrial Services GmbH | IN |  |  |  |  | REL LAB TSR | 284-3515 | TBD | IP Water Chamber Sensors | Protection against water methods | IP Water Set 1
RELTSR_0051 | TSR10847 | Flow Meter | Mecon | 7ME5812-3FB14-0DD0 | 202238980600103 | Q&L | REL | TBD | 2025-02-28 00:00:00 | 12 | 2026-02-28 00:00:00 | V23596/D-K-15070-01-00/2025-02 / 28.02.2025 / Testo Industrial Services GmbH / Ruta 2 | 2022-12-12 00:00:00 | Testo industrial Services GmbH | IN |  |  |  |  | REL LAB TSR | 284-3515 | TBD | IP Water Chamber Sensors | Protection against water methods | IP Water Set 1
RELTSR_0052 | TSR10848 | Magnetic inductive flow meter | IFM Electronic | SM8120 | 000020213812 | Q&L | REL | TBD | 2025-02-28 00:00:00 | 12 | 2026-02-28 00:00:00 | V23584/D-K-15070-01-00/2025-02 / 28.02.2025 / Testo Industrial Services GmbH / Ruta 2 | 2022-12-12 00:00:00 | Testo industrial Services GmbH | IN |  |  |  |  | REL LAB TSR | 284-3515 | TBD | IP Water Chamber Sensors | Protection against water methods | IP Water Set 1
RELTSR_0053 | TSR10849 | Magnetic inductive flow meter | IFM Electronic | SM6120 | 000018936624 | Q&L | REL | TBD | 2025-02-28 00:00:00 | 12 | 2026-02-28 00:00:00 | V23591/D-K-15070-01-00/2025-02 / 28.02.2025 / Testo Industrial Services GmbH / Ruta 2 | 2022-12-12 00:00:00 | Testo industrial Services GmbH | IN |  |  |  |  | REL LAB TSR | 284-3515 | TBD | IP Water Chamber Sensors | Protection against water methods | IP Water Set 1
RELTSR_0054 | TSR10850 | Magnetic inductive flow meter | IFM Electronic | SM6120 | 000019014946 | Q&L | REL | TBD | 2025-02-28 00:00:00 | 12 | 2026-02-28 00:00:00 | V23590/D-K-15070-01-00/2025-02 / 28.02.2025 / Testo Industrial Services GmbH / Ruta 2 | 2022-12-12 00:00:00 | Testo industrial Services GmbH | IN |  |  |  |  | REL LAB TSR | 284-3515 | TBD | IP Water Chamber Sensors | Protection against water methods | IP Water Set 1
RELTSR_0056 | TSR10852 | Pressure Switch | IFM Electronic | PV7001 | 000020215181 | Q&L | REL | TBD | [5 empty] | Testo industrial Services GmbH | NOT |  |  |  |  | REL LAB TSR | 284-3515 | TBD | IP Water Chamber Sensors | Protection against water methods | IP Water Set 2
RELTSR_0057 | TSR10853 | Pressure Probe | IFM Electronic | PV7003 | 000019359315 | Q&L | REL | TBD | 2025-03-24 00:00:00 | 12 | 2026-03-24 00:00:00 | D100966/D-K-15070-01-00/2025-03 / 24.03.2025 / Testo Industrial Services GmbH / Ruta 2 | 2022-12-12 00:00:00 | Testo industrial Services GmbH | IN |  |  |  |  | REL LAB TSR | 284-3515 | TBD | IP Water Chamber Sensors | Protection against water methods | IP Water Set 1
RELTSR_0058 | TSR10854 | Pressure Switch | IFM Electronic | PV7003 | 000019359133 | Q&L | REL | TBD | [5 empty] | Testo industrial Services GmbH | NOT |  |  |  |  | REL LAB TSR | 284-3515 | TBD | IP Water Chamber Sensors | Protection against water methods | IP Water Set 2
RELTSR_0060 |  | IP Dust Test Chamber | iTS Gmbh | ITS SK 2000 IP Dust | P22-01813 | Q&L | REL | TBD |  |  |  |  | 2022-12-12 00:00:00 |  | IN |  |  |  |  | REL LAB TSR | 284-3515 | TBD | Special Chambers | Protection against foreign objects and access methods | Room ENV S13 | IPDust 01
RELTSR_0063 | TSR10859 | Corrosion chamber | Ascott | AT1300IP/10 Lite | 4395 | Q&L | REL | TBD | 2024-07-25 00:00:00 | 12 | 2025-07-25 00:00:00 | K/24-6655 / NAH-2-0141/2021 / 25.07.2024 / Kalibra 59 Kft. / Ruta 2 | 2023-07-04 00:00:00 | ClimaTEC | IN | 2025-07-25 00:00:00 |  | 2025-01-25 00:00:00 |  | REL LAB TSR | 284-3515 | TBD | Special Chambers | Corrosion methods | Room ENV S15
RELTSR_0064 | TSR10860 | Corrosion chamber | Ascott | AT2600iP/9 Premium | 4394 | Q&L | REL | TBD | 2024-12-14 00:00:00 | 12 | 2025-12-14 00:00:00 | K/24-11512 / 12.2024 / 14.12.2024 / Kalibra 59 Kft. / Ruta 2 | 2023-07-04 00:00:00 | ClimaTEC | IN | 2025-12-14 00:00:00 | 23593 | 2025-06-14 00:00:00 |  | REL LAB TSR | 284-3515 | TBD | Special Chambers | Corrosion methods | Room ENV S14 |  | Postponed CW8
RELTSR_0065 |  | Electrodynamic Vibration Test System | RMS | SW8501 38 kN | 57006 | Q&L | REL | TBD |  |  |  |  | 2023-04-06 00:00:00 |  | NOT | 2026-03-07 00:00:00 |  |  |  | REL LAB TSR | 284-3516 | TBD |  | Vibration and mechanical test methods | Room ENV S02
RELTSR_0066 |  | Electrodynamic Vibration Test System | RMS | SW9200 80 kN | 57008 | Q&L | REL | TBD |  |  |  |  | 2023-07-10 00:00:00 |  | IN | 2026-03-07 00:00:00 |  |  |  | REL LAB TSR | 284-3516 | TBD |  | Vibration and mechanical test methods | Room ENV S02
RELTSR_0068 | TSR10410 | Vibration Controller | Vibration Research | VR 9500 | 95582960 | Q&L | REL | TBD | 2025-03-05 00:00:00 | 12 | 2026-03-05 00:00:00 | 2291A/2025 / 05.03.2025 / HES, s.r.o. / Ruta 2 | 2022-03-24 00:00:00 | HES s.r.o. | IN | 2026-03-05 00:00:00 |  | 2025-09-05 00:00:00 |  | REL LAB TSR | 284-3515 | TBD | VIB Equipment | Vibration and mechanical test methods | Room ENV S02
RELTSR_0069 | TSR10401 | Piezoelectric Accelerometer | DYTRAN | 3215A1 | 10598 | Q&L | REL | 821323005434 | 2024-06-24 00:00:00 | 12 | 2025-06-24 00:00:00 | 08169 D-K-15183-01- 00 / 24.06.2024 / Spektra / Ruta 2 | 2023-02-20 00:00:00 | Spektra | IN | 2025-06-24 00:00:00 |  | 2024-12-24 00:00:00 |  | REL LAB TSR | 284-3516 | TBD | VIB Equipment | Vibration and mechanical test methods | Room ENV S02
RELTSR_0070 | TSR10400 | Piezoelectric Accelerometer | DYTRAN | 3215A1 | 10597 | Q&L | REL | 821323005433 | 2024-06-24 00:00:00 | 12 | 2025-06-24 00:00:00 | 08168 D-K-15183-01- 00 / 24.06.2024 / Spektra / Ruta 2 | 2023-02-20 00:00:00 | Spektra | IN | 2025-06-24 00:00:00 |  | 2024-12-24 00:00:00 |  | REL LAB TSR | 284-3516 | TBD | VIB Equipment | Vibration and mechanical test methods | Room ENV S02
RELTSR_0071 | TSR10407 | Piezoelectric Accelerometer | PCB | 352A21 | LW433983 | Q&L | REL | 821323005405 | 2024-06-24 00:00:00 | 12 | 2025-06-24 00:00:00 | 08172 D-K-15183-01- 00 / 24.06.2024 / Spektra / Ruta 2 | 2023-04-20 00:00:00 | Spektra | IN | 2025-06-24 00:00:00 |  | 2024-12-24 00:00:00 |  | REL LAB TSR | 284-3515 | TBD | VIB Equipment | Vibration and mechanical test methods | Room ENV S02
RELTSR_0072 | TSR10406 | Piezoelectric Accelerometer | PCB | 352A21 | LW433982 | Q&L | REL | 821323005404 | 2024-06-24 00:00:00 | 12 | 2025-06-24 00:00:00 | 08170 D-K-15183-01- 00 / 24.06.2024 / Spektra / Ruta 2 | 2023-04-20 00:00:00 | Spektra | IN | 2025-06-24 00:00:00 |  | 2024-12-24 00:00:00 |  | REL LAB TSR | 284-3515 | TBD | VIB Equipment | Vibration and mechanical test methods | Room ENV S02
RELTSR_0073 | TSR10408 | Piezoelectric Triaxial-Accelerometer | PCB | HT356B01 | LW354161 | Q&L | REL | 213230009183 | 2024-06-24 00:00:00 | 12 | 2025-06-24 00:00:00 | 08171 D-K-15183-01- 00 / 24.06.2024 / Spektra / Ruta 2 | 2023-04-20 00:00:00 | Spektra | IN | 2025-06-24 00:00:00 |  | 2024-12-24 00:00:00 |  | REL LAB TSR | 284-3515 | TBD | VIB Equipment | Vibration and mechanical test methods | Room ENV S02
RELTSR_0074 | TSR10405 | Piezoelectric Accelerometer | PCB | J320C04 | 26912 | Q&L | REL | 821323005446 | 2024-06-24 00:00:00 | 12 | 2025-06-24 00:00:00 | 08176 D-K-15183-01- 00 / 24.06.2024 / Spektra / Ruta 2 | 2023-04-20 00:00:00 | Spektra | IN | 2025-06-24 00:00:00 |  | 2024-12-24 00:00:00 |  | REL LAB TSR | 284-3515 | TBD | VIB Equipment | Vibration and mechanical test methods | Room ENV S02
RELTSR_0075 | TSR10403 | Piezoelectric Accelerometer | PCB | J320C04 | 26357 | Q&L | REL | 821323005407 | 2024-06-21 00:00:00 | 12 | 2025-06-21 00:00:00 | 08174 D-K-15183-01- 00 / 21.06.2024 / Spektra / Ruta 2 | 2023-04-20 00:00:00 | Spektra | IN | 2025-06-21 00:00:00 |  | 2024-12-21 00:00:00 |  | REL LAB TSR | 284-3515 | TBD | VIB Equipment | Vibration and mechanical test methods | Room ENV S02
RELTSR_0076 | TSR10404 | Piezoelectric Accelerometer | PCB | J320C04 | 26358 | Q&L | REL | 821323005408 | 2024-06-21 00:00:00 | 12 | 2025-06-21 00:00:00 | 08175 D-K-15183-01- 00 / 21.06.2024 / Spektra / Ruta 2 | 2023-04-20 00:00:00 | Spektra | IN | 2025-06-21 00:00:00 |  | 2024-12-21 00:00:00 |  | REL LAB TSR | 284-3515 | TBD | VIB Equipment | Vibration and mechanical test methods | Room ENV S02
RELTSR_0077 | TSR10402 | Piezoelectric Accelerometer | PCB | J320C04 | 26356 | Q&L | REL | 821323005406 | 2024-06-24 00:00:00 | 12 | 2025-06-24 00:00:00 | 08173 D-K-15183-01- 00 / 24.06.2024 / Spektra / Ruta 2 | 2023-04-20 00:00:00 | Spektra | IN | 2025-06-24 00:00:00 |  | 2024-12-24 00:00:00 |  | REL LAB TSR | 284-3515 | TBD | VIB Equipment | Vibration and mechanical test methods | Room ENV S02
RELTSR_0091 |  | Monitor | Dell | UltraSharp 27 U2722D | TBD | Q&L | REL | TBD | 2024-10-25 00:00:00 |  |  |  | 2022-02-02 00:00:00 |  | IN |  |  | 2025-04-25 00:00:00 |  | VOX OFFICE | 284-3515 |  |  |  | Office
RELTSR_0092 |  | Monitor | Dell | P2419H | CN-07HF4E-QDC00-1A7-38NB-A17 | Q&L | REL | TBD |  |  |  |  | 2022-02-02 00:00:00 |  | IN |  |  |  |  | VOX OFFICE | 284-3515 |  |  |  | Office
RELTSR_0093 |  | Monitor | Dell | P2419H | CN-07HR4F-QDC00-1A7-37YB-A17 | Q&L | REL | TBD |  |  |  |  | 2022-02-02 00:00:00 |  | IN |  |  |  |  | VOX OFFICE | 284-3515 |  |  |  | Office
RELTSR_0094 |  | Monitor | Dell | UltraSharp 27 U2722D | CN-01P52C-WSL00-1A7-E1UL-A01 | Q&L | REL | TBD |  |  |  |  | 01-09-2023 |  | IN |  |  |  |  | VOX OFFICE | 284-3515 |  |  |  | Office
RELTSR_0095 |  | Monitor | Dell | UltraSharp 27 U2722D | CN-01P52C-WSL00-1A7-E11L-A01 | Q&L | REL | TBD |  |  |  |  | 01-09-2023 |  | IN |  |  |  |  | VOX OFFICE | 284-3515 |  |  |  | Office
RELTSR_0096 |  | Monitor | Dell | UltraSharp 27 U2722D | CN-01P52C-WSL00-1A7-E0UL-A01 | Q&L | REL | TBD |  |  |  |  | 01-09-2023 |  | IN |  |  |  |  | VOX OFFICE | 284-3515 |  |  |  | Office
RELTSR_0097 |  | Monitor | Dell | UltraSharp 27 U2722D | CN-01P52C-WSL00-1A7-E0DL-A01 | Q&L | REL | TBD |  |  |  |  | 01-09-2023 |  | IN |  |  |  |  | VOX OFFICE | 284-3515 |  |  |  | Office
RELTSR_0098 |  | Monitor | Dell | UltraSharp 27 U2722D | CN-01P52C-WSL00-1A7-E0HL-A01 | Q&L | REL | TBD |  |  |  |  | 01-09-2023 |  | IN |  |  |  |  | VOX OFFICE | 284-3515 |  |  |  | Office
RELTSR_0099 |  | Monitor | Dell | UltraSharp 27 U2722D | CN-01P52C-WSL00-1A7-E1QL-A01 | Q&L | REL | TBD |  |  |  |  | 01-09-2023 |  | IN |  |  |  |  | VOX OFFICE | 284-3515 |  |  |  | Office
RELTSR_0100 |  | Monitor | Dell | UltraSharp 27 U2722D | CN-01P52C-WSL00-1A7-E03L-A01 | Q&L | REL | TBD |  |  |  |  | 01-09-2023 |  | IN |  |  |  |  | VOX OFFICE | 284-3515 |  |  |  | Office
RELTSR_0101 |  | Monitor | Dell | UltraSharp 27 U2722D | CN-01P52C-WSL00-1A7-E18L-A01 | Q&L | REL | TBD |  |  |  |  | 01-09-2023 |  | IN |  |  |  |  | VOX OFFICE | 284-3515 |  |  |  | Office
RELTSR_0102 |  | Monitor | Dell | UltraSharp 27 U2722D | CN-01P52C-WSL00-1A7-E0QL-A01 | Q&L | REL | TBD |  |  |  |  | 01-09-2023 |  | IN |  |  |  |  | VOX OFFICE | 284-3515 |  |  |  | Office
RELTSR_0103 |  | Monitor | Dell | UltraSharp 27 U2722D | CN-01P52C-WSL00-1A7-E0KL-A01 | Q&L | REL | TBD |  |  |  |  | 01-09-2023 |  | IN |  |  |  |  | VOX OFFICE | 284-3515 |  |  |  | Office
RELTSR_0104 |  | Monitor | Dell | UltraSharp 27 U2722D | CN-01P52C-WSL00-1A7-E0SL-A01 | Q&L | REL | TBD |  |  |  |  | 01-09-2023 |  | IN |  |  |  |  | VOX OFFICE | 284-3515 |  |  |  | Office
RELTSR_0105 |  | Monitor | Dell | UltraSharp 27 U2722D | CN-01P52C-WSL00-21D-E45L-A02 | Q&L | REL | TBD |  |  |  |  | 01-09-2023 |  | IN |  |  |  |  | VOX OFFICE | 284-3515 |  |  |  | Office
RELTSR_0106 |  | Monitor | Dell | UltraSharp 27 U2722D | CN-01P52C-WSL00-21D-E2QL-A02 | Q&L | REL | TBD |  |  |  |  | 01-09-2023 |  | IN |  |  |  |  | VOX OFFICE | 284-3515 |  |  |  | Office
RELTSR_0107 |  | Monitor | Dell | UltraSharp 27 U2722D | CN-01P52C-WSL00-21D-E47L-A02 | Q&L | REL | TBD |  |  |  |  | 01-09-2023 |  | IN |  |  |  |  | VOX OFFICE | 284-3515 |  |  |  | Office
RELTSR_0108 |  | Monitor | Dell | UltraSharp 27 U2722D | CN-01P52C-WSL00-21D-E40L-A02 | Q&L | REL | TBD |  |  |  |  | 01-09-2023 |  | IN |  |  |  |  | VOX OFFICE | 284-3515 |  |  |  | Office
RELTSR_0109 |  | Monitor | Dell | UltraSharp 27 U2722D | CN-01P52C-WSL00-21D-E3YL-A02 | Q&L | REL | TBD |  |  |  |  | 01-09-2023 |  | IN |  |  |  |  | VOX OFFICE | 284-3515 |  |  |  | Office
RELTSR_0110 |  | Monitor | Dell | UltraSharp 27 U2722D | CN-01P52C-WSL00-21D-E32L-A02 | Q&L | REL | TBD |  |  |  |  | 01-09-2023 |  | IN |  |  |  |  | VOX OFFICE | 284-3515 |  |  |  | Office
RELTSR_0111 |  | Monitor | Dell | UltraSharp 27 U2722D | CN-01P52C-WSL00-21D-E0YL-A02 | Q&L | REL | TBD |  |  |  |  | 01-09-2023 |  | IN |  |  |  |  | VOX OFFICE | 284-3515 |  |  |  | Office
RELTSR_0112 |  | Monitor | Dell | UltraSharp 27 U2722D | CN-01P52C-WSL00-21D-DZEL-A02 | Q&L | REL | TBD |  |  |  |  | 01-09-2023 |  | IN |  |  |  |  | VOX OFFICE | 284-3515 |  |  |  | Office
RELTSR_0113 |  | Monitor | Dell | UltraSharp 27 U2722D | CN-01P52C-WSL00-21D-E43L-A02 | Q&L | REL | TBD |  |  |  |  | 01-09-2023 |  | IN |  |  |  |  | VOX OFFICE | 284-3515 |  |  |  | Office
RELTSR_0114 |  | Monitor | Dell | UltraSharp 27 U2722D | CN-01P52C-WSL00-256-ALDL-A03 | Q&L | REL | TBD |  |  |  |  | 01-09-2023 |  | IN |  |  |  |  | VOX OFFICE | 284-3515 |  |  |  | Office
RELTSR_0115 |  | Monitor | Dell | UltraSharp 27 U2722D | CN-01P52C-WSL00-256-ALTL-A03 | Q&L | REL | TBD |  |  |  |  | 01-09-2023 |  | IN |  |  |  |  | VOX OFFICE | 284-3515 |  |  |  | Office
RELTSR_0116 |  | Monitor | Dell | UltraSharp 27 U2722D | CN-01P52C-WSL00-256-ALKL-A03 | Q&L | REL | TBD |  |  |  |  | 01-09-2023 |  | IN |  |  |  |  | VOX OFFICE | 284-3515 |  |  |  | Office
RELTSR_0117 |  | Monitor | Dell | UltraSharp 27 U2722D | CN-01P52C-WSL00-256-ALGL-A03 | Q&L | REL | TBD |  |  |  |  | 01-09-2023 |  | IN |  |  |  |  | VOX OFFICE | 284-3515 |  |  |  | Office
RELTSR_0118 |  | Laptop | Dell | Latitude 5520 | B6CYZ93 | Q&L | REL | 821324021958 |  |  |  |  | 2022-02-02 00:00:00 |  | IN |  |  |  |  | VOX OFFICE | 3531 |  |  |  | Office
RELTSR_0119 |  | Laptop | Dell | Latitude 5520 | B4CYZ93 | Q&L | REL | 821324021947 |  |  |  |  | 2022-02-02 00:00:00 |  | IN |  |  |  |  | VOX OFFICE | 3531 |  |  |  | Office
RELTSR_0120 |  | Laptop | Dell | Latitude 5520 | D7CYZ93 | Q&L | REL | 821324021948 |  |  |  |  | 2022-02-02 00:00:00 |  | IN |  |  |  |  | VOX OFFICE | 3531 |  |  |  | Office
RELTSR_0121 |  | Laptop | HP | EliteBook 855 G7 | 5CG1156XGB | Q&L | REL | 821324021627 |  |  |  |  | 2022-02-02 00:00:00 |  | IN |  |  |  |  | VOX OFFICE | 3531 |  |  |  | Office
RELTSR_0122 |  | Laptop | Dell | Latitude 5520 | 448YZ93 | Q&L | REL | 821324021954 |  |  |  |  | 2022-02-02 00:00:00 |  | IN |  |  |  |  | VOX OFFICE | 3531 |  |  |  | Office
RELTSR_0123 |  | Laptop | Dell | Latitude 5420 | FQNYNQ3 | Q&L | REL | 821324022463 |  |  |  |  | 2022-02-02 00:00:00 |  | IN |  |  |  |  | VOX OFFICE | 3531 |  |  |  | Office
RELTSR_0124 |  | Laptop | Dell | Latitude 5420 | 5KWDNQ3 | Q&L | REL | 821324022461 |  |  |  |  | 2022-02-02 00:00:00 |  | IN |  |  |  |  | VOX OFFICE | 3531 |  |  |  | Office
RELTSR_0125 |  | Laptop | Dell | Latitude 5420 | BPWDNQ3 | Q&L | REL | 821324022464 |  |  |  |  | 2022-02-02 00:00:00 |  | IN |  |  |  |  | VOX OFFICE | 3531 |  |  |  | Office
RELTSR_0126 |  | Laptop | Dell | Latitude 5420 | GLWDNQ3 | Q&L | REL | 821324022462 |  |  |  |  | 2022-02-02 00:00:00 |  | IN |  |  |  |  | VOX OFFICE | 3531 |  |  |  | Office
RELTSR_0127 |  | Laptop | Dell | Latitude 5521 | 2QZ3HL3 | Q&L | REL | 821324022445 |  |  |  |  | 2022-02-02 00:00:00 |  | IN |  |  |  |  | VOX OFFICE | 3531 |  |  |  | Office
RELTSR_0128 |  | Laptop | Dell | Latitude 5531 | 5H0MKS3 | Q&L | REL | 821324023041 |  |  |  |  | 2022-02-02 00:00:00 |  | IN |  |  |  |  | VOX OFFICE | 3531 |  |  |  | Office
RELTSR_0129 |  | Laptop | Dell | Latitude 5531 | TBD | Q&L | REL | 821324023038 |  |  |  |  | 2022-02-02 00:00:00 |  | IN |  |  |  |  | VOX OFFICE | 3534 |  |  |  | Office
RELTSR_0130 |  | Laptop | Dell | Latitude 5531 | J94MKS3 | Q&L | REL | 821324023027 |  |  |  |  | 2022-02-02 00:00:00 |  | IN |  |  |  |  | VOX OFFICE | 3534 |  |  |  | Office
RELTSR_0131 |  | Laptop | Dell | Latitude 5531 | 5J0MKS3 | Q&L | REL | 821324023034 |  |  |  |  | 2022-02-02 00:00:00 |  | IN |  |  |  |  | VOX OFFICE | 3534 |  |  |  | Office
RELTSR_0132 |  | Conductivity meter | Lutron | TBD | T079665 | Q&L | REL | TBD |  | 0 |  |  | 2023-10-12 00:00:00 |  | IN |  |  |  |  | REL LAB TSR | 284-3515 | TBD | - | Temperature and humidity methods | Room ENV S10
RELTSR_0133 |  | Conductivity meter | Lutron | TBD | T079664 | Q&L | REL | TBD |  | 0 |  |  | 2023-10-12 00:00:00 |  | IN |  |  |  |  | REL LAB TSR | 284-3515 | TBD | - | Temperature and humidity methods | Room ENV S10
RELTSR_0134 | TSR10471 | Climatic Chamber | Weiss Technik | ClimeEvent C/600/70a/10 | 58566286550010 | Q&L | REL | TBD | 2024-09-25 00:00:00 | 12 | 2025-09-25 00:00:00 | 39542/D-K-20681-02-00/ 2024-09/ 25.09.2024 / Weiss Technik GmbH / Ruta 2 | 2023-04-18 00:00:00 | Bumbas Electric | IN | 2025-09-25 00:00:00 | 10435 | 2025-03-25 00:00:00 |  | REL LAB TSR | 284-3515 | TBD | Climatic Chambers | Temperature and humidity methods | Room ENV S10 | Climatic 20
RELTSR_0135 | TSR10480 | Climatic Chamber | Weiss Technik | ClimeEvent C/600/70a/10 | 58566286550020 | Q&L | REL | TBD | 2024-10-11 00:00:00 | 24 | 2026-10-11 00:00:00 | 39708/ D-K-20681-02-00/ 2024-10 / 11.10.2024 / Weiss Technik GmbH / Ruta 2 | 2023-04-18 00:00:00 | Bumbas Electric | IN | 2025-10-11 00:00:00 | 10606 | 2025-04-11 00:00:00 |  | REL LAB TSR | 284-3515 | TBD | Climatic Chambers | Temperature and humidity methods | Room ENV S10 | Climatic 21
RELTSR_0136 | TSR10708 | Climatic Chamber | Weiss Technik | ClimeEvent C/600/70a/10 | 58566286550030 | Q&L | REL | TBD | 2024-11-28 00:00:00 | 24 | 2026-11-28 00:00:00 | 39887/D-K-20681-02-00/ 2024-11 / 28.11.2024 / Weiss Technik GmbH / Ruta 2 | 2023-04-18 00:00:00 | Bumbas Electric | IN | 2025-11-28 00:00:00 | 10795 | 2025-05-28 00:00:00 |  | REL LAB TSR | 284-3515 | TBD | Climatic Chambers | Temperature and humidity methods | Room ENV S10 | Climatic 25
RELTSR_0137 | TSR10776 | Climatic Chamber | Weiss Technik | ClimeEvent C/600/70a/10 | 58566286560010 | Q&L | REL | TBD | 2024-11-27 00:00:00 | 24 | 2026-11-27 00:00:00 | 39926/D-K-20681-02-00/ 2024-11/ 27.11.2024/ Weiss Technik GmbH / Ruta 2 | 2023-04-18 00:00:00 | Bumbas Electric | IN | 2025-11-27 00:00:00 | 10780 | 2025-05-27 00:00:00 |  | REL LAB TSR | 284-3515 | TBD | Climatic Chambers | Temperature and humidity methods | Room ENV S10 | Climatic 04
RELTSR_0138 | TSR10806 | Climatic Chamber | Weiss Technik | ClimeEvent C/600/70a/10 | 58566286560020 | Q&L | REL | TBD | 2024-09-26 00:00:00 | 24 | 2026-09-26 00:00:00 | 39541/D-K-20681-02-00 / 2024-09 / 26.09.2024 / Weiss Technik GmbH / Ruta 2 | 2023-04-18 00:00:00 | Bumbas Electric | IN | 2025-09-26 00:00:00 | 10437 | 2025-03-26 00:00:00 |  | REL LAB TSR | 284-3515 | TBD | Climatic Chambers | Temperature and humidity methods | Room ENV S10 | Climatic 22
RELTSR_0139 | TSR10944 | Climatic Chamber | Weiss Technik | ClimeEvent C/1300/70a/10 | 58566286640010 | Q&L | REL | TBD | 2024-11-20 00:00:00 | 12 | 2025-11-20 00:00:00 | 39868/D-K-20681-02-00/ 2024-11/ 20.11.2024/ Weiss Technik GmbH / Ruta 2 | 2023-10-20 00:00:00 | Bumbas Electric | IN | 2025-11-20 00:00:00 | 10792 | 2025-05-20 00:00:00 |  | REL LAB TSR | 284-3515 | TBD | Climatic Chambers | Temperature and humidity methods | Room ENV S10 | Climatic 30
RELTSR_0141 | TSR10949 | Climatic Chamber | Weiss Technik | ClimeEvent C/1300/70a/10 | 58566301060020 | Q&L | REL | TBD | 2024-12-18 00:00:00 | 12 | 2025-12-18 00:00:00 | 40089/D-K-20681-02-00/2024-12/ 18.12.2024/ Weiss Technik GmbH / Ruta 2 | 2023-10-20 00:00:00 | Bumbas Electric | IN | 2025-12-18 00:00:00 | 10994 | 2025-06-18 00:00:00 |  | REL LAB TSR | 284-3515 | TBD | Climatic Chambers | Temperature and humidity methods | Room ENV S10 | Climatic 28
RELTSR_0142 | TSR10948 | Climatic Chamber | Weiss Technik | ClimeEvent C/1300/70a/15M | 58566301070010 | Q&L | REL | TBD | 2024-08-23 00:00:00 | 12 | 2025-08-23 00:00:00 | 39395/D-K-20681-02-00/2024-08/ 23.08.2024/ Weiss Technik GmbH / Ruta 2 | 2023-10-20 00:00:00 | Bumbas Electric | IN | 2025-08-23 00:00:00 | 10300 | 2025-02-23 00:00:00 |  | REL LAB TSR | 284-3515 | TBD | Climatic Chambers | Temperature and humidity methods | Room ENV S10 | Climatic 34
RELTSR_0143 | TSR10942 | Climatic Chamber | Weiss Technik | ClimeEvent C/1300/70a/15M | 58566301070020 | Q&L | REL | TBD | 2024-08-23 00:00:00 | 24 | 2026-08-23 00:00:00 | 39396/D-K-20681-02-00/2024-08/ 11.09.2024/ Weiss Technik GmbH / Ruta 2 | 2023-10-20 00:00:00 | Bumbas Electric | IN | 2025-08-23 00:00:00 | 10304 | 2025-02-23 00:00:00 |  | REL LAB TSR | 284-3515 | TBD | Climatic Chambers | Temperature and humidity methods | Room ENV S10 | Climatic 32
RELTSR_0144 | TSR10941 | Climatic Chamber | Weiss Technik | ClimeEvent C/1300/70a/15M | 58566301080010 | Q&L | REL | TBD | 2024-08-22 00:00:00 | 12 | 2025-08-22 00:00:00 | 39393/D-K-20681-02-00/2024-08/ 11.09.2024/ Weiss Technik GmbH / Ruta 2 | 2023-10-20 00:00:00 | Bumbas Electric | IN | 2025-08-22 00:00:00 | 10302 | 2025-02-22 00:00:00 |  | REL LAB TSR | 284-3515 | TBD | Climatic Chambers | Temperature and humidity methods | Room ENV S10 | Climatic 31
RELTSR_0145 | TSR10945 | Climatic Chamber | Weiss Technik | ClimeEvent C/1300/70a/15M | 58566301080020 | Q&L | REL | TBD | 2024-08-27 00:00:00 | 12 | 2025-08-27 00:00:00 | 39394/D-K-20681-02-00/2024-08/ 27.08.2024/ Weiss Technik GmbH / Ruta 2 | 2023-10-20 00:00:00 | Bumbas Electric | IN | 2025-08-27 00:00:00 | 10306 | 2025-02-27 00:00:00 |  | REL LAB TSR | 284-3515 | TBD | Climatic Chambers | Temperature and humidity methods | Room ENV S10 | Climatic 33
RELTSR_0146 | TSR10714 | Climatic Chamber | Weiss Technik | ClimeEvent C/800/70a/15 | 58566301090010 | Q&L | REL | TBD | 2024-09-26 00:00:00 | 24 | 2026-09-26 00:00:00 | 39539/D-K-20681-02-00/2024-09/ 26.09.2024/ Weiss Technik GmbH / Ruta 2 | 2023-10-20 00:00:00 | Bumbas Electric | IN | 2025-09-26 00:00:00 | 10439 | 2025-03-26 00:00:00 |  | REL LAB TSR | 284-3515 | TBD | Climatic Chambers | Temperature and humidity methods | Room ENV S10 | Climatic 14
RELTSR_0147 | TSR10711 | Climatic Chamber | Weiss Technik | ClimeEvent C/800/70a/15 | 58566301100010 | Q&L | REL | TBD | 2024-11-12 00:00:00 | 24 | 2026-11-12 00:00:00 | 39913/D-K-20681-02-00/ 2024-11/ 12.11.2024/ Weiss Technik GmbH / Ruta 2 | 2023-04-18 00:00:00 | Bumbas Electric | IN | 2025-11-12 00:00:00 | 10751 | 2025-05-12 00:00:00 |  | REL LAB TSR | 284-3515 | TBD | Climatic Chambers | Temperature and humidity methods | Room ENV S10 | Climatic 13
RELTSR_0148 | TSR10459 | Temperature Chamber | Weiss Technik | TempEvent T/1300/70a/10 | 58566301110010 | Q&L | REL | TBD | 2025-03-21 00:00:00 | 12 | 2026-03-21 00:00:00 | 40638/D-K-20681-02-00/ 2025-03 / 21.03.2025 / Weiss Technik GmbH / Ruta 2 | 2023-04-18 00:00:00 | Bumbas Electric | IN | 2026-03-21 00:00:00 | 952-768i | 2025-09-21 00:00:00 |  | REL LAB TSR | 284-3515 | TBD | Temperature Chambers | Temperature methods | Room ENV S10 | Temp 11
RELTSR_0149 | TSR10743 | Temperature Chamber | Weiss Technik | TempEvent T/800/70a/10 | 58566301120010 | Q&L | REL | TBD | 2024-11-08 00:00:00 | 24 | 2026-11-08 00:00:00 | 39910/D-K-20681-02-00/ 2024-11 / 08.11.2024 / Weiss Technik GmbH / Ruta 2 | 2023-04-18 00:00:00 | Bumbas Electric | IN | 2025-11-08 00:00:00 | 10754 | 2025-05-08 00:00:00 |  | REL LAB TSR | 284-3515 | TBD | Temperature Chambers | Temperature methods | Room ENV S10 | Temp 08
RELTSR_0150 | TSR10735 | Temperature Chamber | Weiss Technik | TempEvent T/800/70a/10 | 58566301130010 | Q&L | REL | TBD | 2024-10-22 00:00:00 | 24 | 2026-10-22 00:00:00 | 39742/D-K-20681-02-00/ 2024-10 / 22.10.2024 / Weiss Technik GmbH / Ruta 2 | 2023-04-18 00:00:00 | Bumbas Electric | IN | 2025-10-22 00:00:00 | 10671 | 2025-04-22 00:00:00 |  | REL LAB TSR | 284-3515 | TBD | Temperature Chambers | Temperature methods | Room ENV S10 | Temp 05
RELTSR_0151 | TSR10785 | Climatic Chamber | Weiss Technik | ClimeEvent C2/600/70a/5 | 58566301140010 | Q&L | REL | TBD | 2024-08-07 00:00:00 | 24 | 2026-08-07 00:00:00 | 39211/D-K-20681-02-00/ 2024-08 / 13.08.2024 / Weiss Technik GmbH / Ruta 2 | 2023-04-18 00:00:00 | Bumbas Electric | IN | 2025-08-07 00:00:00 | 10232 | 2025-02-07 00:00:00 |  | REL LAB TSR | 284-3515 | TBD | Climatic Chambers | Temperature and humidity methods | Room ENV S10 | Climatic 07
RELTSR_0152 | TSR10782 | Climatic Chamber | Weiss Technik | ClimeEvent C2/600/70a/5 | 58566301140020 | Q&L | REL | TBD | 2024-11-21 00:00:00 | 24 | 2026-11-21 00:00:00 | 39836/D-K-20681-02-00/2024-11/ 21.11.2024/ Weiss Technik GmbH / Ruta 2 | 2023-04-18 00:00:00 | Bumbas Electric | IN | 2025-11-21 00:00:00 | 10589 | 2025-05-21 00:00:00 |  | REL LAB TSR | 284-3515 | TBD | Climatic Chambers | Temperature and humidity methods | Room ENV S10 | Climatic 06
RELTSR_0154 | TSR10824 | Ambiental measurement | Ahlborn | A470-1 + FH1746-1C2VR2 | 24042006 | QL | REL | TBD | 2025-05-30 00:00:00 | 12 | 2026-05-30 00:00:00 | 12721-06.25 / RENAR LE 008 / 03.2024 / 30.05.2025 / S.C. METROMAT S.R.L / Ruta 2 |  | S.C. METROMAT S.R.L | IN |  |  |  |  | REL LAB TSR | 284-3515 | TBD | Ambiental Accessories | Temperature and humidity methods | Room ENV Chemical | Ambiental
RELTSR_0155 | TSR10825 | Ambiental measurement | Ahlborn | A470-1 + FH1746-1C2VR2 | 24042009 | QL | REL | TBD | 2025-05-30 00:00:00 | 12 | 2026-05-30 00:00:00 | 12720-06.25 / RENAR LE 008 / 03.2024 / 30.05.2024 / S.C. METROMAT S.R.L. / Ruta 2 |  | S.C. METROMAT S.R.L. | IN |  |  |  |  | REL LAB TSR | 284-3515 | TBD | Ambiental Accessories | Temperature and humidity methods | Room ENV S10 | Ambiental
RELTSR_0156 | TSR10826 | Ambiental measurement | Ahlborn | A470-1 + FH1746-1C2VR2 | 24042007 | QL | REL | TBD | 2025-05-30 00:00:00 | 12 | 2026-05-30 00:00:00 | '12718-06.25 / RENAR LE 008 / 03.2024 / 30.05.2025 / S.C. METROMAT S.R.L / Ruta 2 |  | S.C. METROMAT S.R.L | IN |  |  |  |  | REL LAB TSR | 284-3515 | TBD | Ambiental Accessories | Temperature and humidity methods | Room ENV Dust | Ambiental
RELTSR_0157 | TSR10827 | Ambiental measurement | Ahlborn | A470-1 + FH1746-1C2VR2 | 24042008 | QL | REL | TBD | 2025-05-30 00:00:00 | 12 | 2026-05-30 00:00:00 | '12719-06.25 / RENAR LE 008 / 03.2024 / 30.05.2025 / S.C. METROMAT S.R.L / Ruta 2 |  | S.C. METROMAT S.R.L | IN |  |  |  |  | REL LAB TSR | 284-3515 | TBD | Ambiental Accessories | Temperature and humidity methods | Room ENV IP Water | Ambiental
RELTSR_0158 | TSR10828 | Ambiental measurement | Ahlborn | A470-1 + FH1746-1C2VR2 | 23092029 | QL | REL | TBD | 2025-01-14 00:00:00 | 12 | 2026-01-14 00:00:00 | '00420-01.25 / RENAR LE 008 / 03.2024 / 14.01.2025 / S.C. METROMAT S.R.L / Ruta 2 | 2023-09-20 00:00:00 | S.C. METROMAT S.R.L | NOT |  |  |  |  | REL LAB TSR | 284-3515 | TBD | Ambiental Accessories | Temperature and humidity methods | Room ENV Salt | Ambiental
RELTSR_0159 | TSR10829 | Pressure Probe | IFM Electronic | PV7001 | 00019159775 | QL | REL | TBD | 2025-03-24 00:00:00 | 12 | 2026-03-24 00:00:00 | D100968-D-K-15070-01-00/ 2025-02 / 24.03.2025 / Testo Industrial Services GmbH / Ruta 2 | 2022-12-12 00:00:00 | Testo industrial Services GmbH | IN |  |  |  |  | REL LAB TSR | 284-3515 | TBD | IP Water Chamber Sensors | Protection against water methods | IP Water Set 1
RELTSR_0160 | TSR10830 | Pressure Probe | IFM Electronic | PV7003 | 000019354835 | QL | REL | TBD | 2025-03-24 00:00:00 | 12 | 2026-03-24 00:00:00 | D100967-D-K-15070-01-00/ 2025-02 / 24.03.2025 / Testo Industrial Services GmbH / Ruta 2 | 2022-12-12 00:00:00 | Testo industrial Services GmbH | IN |  |  |  |  | REL LAB TSR | 284-3515 | TBD | IP Water Chamber Sensors | Protection against water methods | IP Water Set 1
RELTSR_0161 | TSR10831 | Pressure Gauge | IFM Electronic | PV7003 | 000021918963 | QL | REL | TBD | [5 empty] | Testo industrial Services GmbH | NOT |  |  |  |  | REL LAB TSR | 284-3515 | TBD | IP Water Chamber Sensors | Protection against water methods | IP Water Set 2
RELTSR_0162 | TSR10832 | Electronic Thermometer | Wika | TR36-ZZZZ-T | 1A029EK49HY | QL | REL | TBD | 2025-03-14 00:00:00 | 12 | 2026-03-14 00:00:00 | T261999-D-K-15070-01-00/ 2025-02 / 14.03.2025 / Testo Industrial Services GmbH / Ruta 2 | 2022-12-12 00:00:00 | Testo industrial Services GmbH | IN |  |  |  |  | REL LAB TSR | 284-3515 | TBD | IP Water Chamber Sensors | Protection against water methods | IP Water Set 1
RELTSR_0163 | TSR10833 | Temperature Sensor | IFM Electronic | TA2105 | 000020487308 | QL | REL | TBD | 2025-03-14 00:00:00 | 12 | 2026-03-14 00:00:00 | T261997-D-K-15070-01-00/ 2025-02 / 14.03.2025 / Testo Industrial Services GmbH / Ruta 2 | 2022-12-12 00:00:00 | Testo industrial Services GmbH | IN |  |  |  |  | REL LAB TSR | 284-3515 | TBD | IP Water Chamber Sensors | Protection against water methods | IP Water Set 1
RELTSR_0164 | TSR10834 | Magnetic inductive flow meter | IFM Electronic | SM6120 | 000019013987 | QL | REL | TBD | [5 empty] | Testo industrial Services GmbH | NOT |  |  |  |  | REL LAB TSR | 284-3515 | TBD | IP Water Chamber Sensors | Protection against water methods | IP Water Set 2
RELTSR_0165 | TSR10835 | Magnetic inductive flow meter | IFM Electronic | SM6120 | 000018935959 | QL | REL | TBD | [5 empty] | Testo industrial Services GmbH | NOT |  |  |  |  | REL LAB TSR | 284-3515 | TBD | IP Water Chamber Sensors | Protection against water methods | IP Water Set 2
RELTSR_0166 | TSR10836 | Magnetic inductive flow meter | IFM Electronic | SM8120 | 000032054608 | QL | REL | TBD | [5 empty] | Testo industrial Services GmbH | NOT |  |  |  |  | REL LAB TSR | 284-3515 | TBD | IP Water Chamber Sensors | Protection against water methods | IP Water Set 2
RELTSR_0167 | TSR10837 | Variable Area Flow Meter | Kobold | KDF-2228NV0000 | 366 316 | QL | REL | TBD | [5 empty] | Testo industrial Services GmbH | NOT |  |  |  |  | REL LAB TSR | 284-3515 | TBD | IP Water Chamber Sensors | Protection against water methods | IP Water Set 2
RELTSR_0168 | TSR10838 | Flow Meter | Mecon | 7ME5812-3FB14-0DD0 | 202238997100101 | QL | REL | TBD | [5 empty] | Testo industrial Services GmbH | NOT |  |  |  |  | REL LAB TSR | 284-3515 | TBD | IP Water Chamber Sensors | Protection against water methods | IP Water Set 2
RELTSR_0169 | TSR10762 | Data logger temperature | Ahlborn | 2490-1A | H23070330 | QL | REL | TBD | 2024-09-12 00:00:00 | 12 | 2025-09-12 00:00:00 | 04085 / WKD / Sep. 24 / 12.09.2024 / Weiss Technik GmbH / Ruta 2 | 2023-09-04 00:00:00 | Bumbas Electric | IN |  |  |  |  | REL LAB TSR | 284-3515 | TBD | Loggers certificates | Temperature and humidity methods | Room ENV S10
RELTSR_0170 | TSR10763 | PT 100 Resistance Thermometer | Ahlborn | FPA40ST0050 | H23070330 | QL | REL | TBD | 2024-09-12 00:00:00 | 12 | 2025-09-12 00:00:00 | 04085 / WKD / Sep. 24 / 12.09.2024 / Weiss Technik GmbH / Ruta 2 | 2023-09-04 00:00:00 | Bumbas Electric | IN |  |  | 2025-03-12 00:00:00 |  | REL LAB TSR | 284-3515 | TBD | Loggers certificates | Temperature methods | Room ENV S10
RELTSR_0171 | TSR10453 | Data logger temperature | Ahlborn | 2490-1A | H23070304 | QL | REL | TBD | 2024-08-07 00:00:00 | 12 | 2025-08-07 00:00:00 | 04018 / WKD / Aug. 24 / 07.08.2024 / Weiss Technik GmbH / Ruta 2 | 2023-09-04 00:00:00 | Bumbas Electric | IN |  |  |  |  | REL LAB TSR | 284-3515 | TBD | Loggers certificates | Temperature and humidity methods | Room ENV S10
RELTSR_0172 | TSR10454 | PT 100 Resistance Thermometer | Ahlborn | FPA40ST0050 | H23070304 | QL | REL | TBD | 2024-08-07 00:00:00 | 12 | 2025-08-07 00:00:00 | 04018 / WKD / Aug. 24 / 07.08.2024 / Weiss Technik GmbH / Ruta 2 | 2023-09-04 00:00:00 | Bumbas Electric | IN |  |  | 2025-02-07 00:00:00 |  | REL LAB TSR | 284-3515 | TBD | Loggers certificates | Temperature methods | Room ENV S10
RELTSR_0173 | TSR10472 | Data logger temperature | Ahlborn | 2490-1A | H23070300 | QL | REL | TBD | 2024-08-06 00:00:00 | 12 | 2025-08-06 00:00:00 | 04021 / WKD / Aug. 24 / 6.08.2024 / Weiss Technik GmbH / Ruta 2 | 2023-09-04 00:00:00 | Bumbas Electric | IN |  |  |  |  | REL LAB TSR | 284-3515 | TBD | Loggers certificates | Temperature and humidity methods | Room ENV S10
RELTSR_0174 | TSR10475 | PT 100 Resistance Thermometer | Ahlborn | FPA40ST0050 | H23070300 | QL | REL | TBD | 2024-08-06 00:00:00 | 12 | 2025-08-06 00:00:00 | 04021 / WKD / Aug. 24 / 6.08.2024 / Weiss Technik GmbH / Ruta 2 | 2023-09-04 00:00:00 | Bumbas Electric | IN |  |  | 2025-02-06 00:00:00 |  | REL LAB TSR | 284-3515 | TBD | Loggers certificates | Temperature methods | Room ENV S10
RELTSR_0175 | TSR10803 | Data logger climatic | Ahlborn | 4390-2 | S23070025 | QL | REL | TBD | 2024-07-18 00:00:00 | 12 | 2025-07-18 00:00:00 | 04015 / WKD / Jul. 24 / 18.07.2024 / Weiss Technik GmbH / Ruta 2 | 2023-09-04 00:00:00 | Bumbas Electric | IN |  |  |  |  | REL LAB TSR | 284-3515 | TBD | Loggers certificates | Temperature and humidity methods | Room ENV S10
RELTSR_0176 | TSR10804 | PT 100 Resistance Thermometer | Ahlborn | FPA40ST0050 | S23070025 | QL | REL | TBD | 2024-07-18 00:00:00 | 12 | 2025-07-18 00:00:00 | 04015 / WKD / Jul. 24 / 18.07.2024 / Weiss Technik GmbH / Ruta 2 | 2023-09-04 00:00:00 | Bumbas Electric | IN |  |  | 2025-01-18 00:00:00 |  | REL LAB TSR | 284-3515 | TBD | Loggers certificates | Temperature methods | Room ENV S10
RELTSR_0177 | TSR10455 | Data logger temperature | Ahlborn | 2490-1A | H23070308 | QL | REL | TBD | 2024-08-01 00:00:00 | 12 | 2025-08-01 00:00:00 | 04020 / WKD / Aug. 24 / 01.08.2024 / Weiss Technik GmbH / Ruta 2 | 2023-09-04 00:00:00 | Bumbas Electric | IN |  |  |  |  | REL LAB TSR | 284-3515 | TBD | Loggers certificates | Temperature and humidity methods | Room ENV S10
RELTSR_0178 | TSR10490 | PT 100 Resistance Thermometer | Ahlborn | FPA40ST0050 | H23070308 | QL | REL | TBD | 2024-08-01 00:00:00 | 12 | 2025-08-01 00:00:00 | 04020 / WKD / Aug. 24 / 01.08.2024 / Weiss Technik GmbH / Ruta 2 | 2023-09-04 00:00:00 | Bumbas Electric | IN |  |  | 2025-02-01 00:00:00 |  | REL LAB TSR | 284-3515 | TBD | Loggers certificates | Temperature methods | Room ENV S10
RELTSR_0181 | TSR10483 | Data logger climatic | Ahlborn | 2490-1A | H23070313 | QL | REL | TBD | 2024-08-01 00:00:00 | 12 | 2025-08-01 00:00:00 | 04022 / WKD / Aug. 24 / 01.08.2024 / Weiss Technik GmbH / Ruta 2 | 2023-09-04 00:00:00 | Bumbas Electric | IN |  |  |  |  | REL LAB TSR | 284-3515 | TBD | Loggers certificates | Temperature and humidity methods | Room ENV S10
RELTSR_0182 | TSR10485 | PT 100 Resistance Thermometer | Ahlborn | FPA40ST0050 | H23070313 | QL | REL | TBD | 2024-08-01 00:00:00 | 12 | 2025-08-01 00:00:00 | 04022 / WKD / Aug. 24 / 01.08.2024 / Weiss Technik GmbH / Ruta 2 | 2023-09-04 00:00:00 | Bumbas Electric | IN |  |  | 2025-02-01 00:00:00 |  | REL LAB TSR | 284-3515 | TBD | Loggers certificates | Temperature methods | Room ENV S10
RELTSR_0183 | TSR10497 | Data logger temperature | Ahlborn | 2490-1A | H23070298 | QL | REL | TBD | 2024-08-07 00:00:00 | 12 | 2025-08-07 00:00:00 | 04017 / WKD / Aug. 24 / 07.08.2024 / Weiss Technik GmbH / Ruta 2 | 2023-09-04 00:00:00 | Bumbas Electric | IN |  |  |  |  | REL LAB TSR | 284-3515 | TBD | Loggers certificates | Temperature and humidity methods | Room ENV S10
RELTSR_0184 | TSR10498 | PT 100 Resistance Thermometer | Ahlborn | FPA40ST0050 | H23070298 | QL | REL | TBD | 2024-08-07 00:00:00 | 12 | 2025-08-07 00:00:00 | 04017 / WKD / Aug. 24 / 07.08.2024 / Weiss Technik GmbH / Ruta 2 | 2023-09-04 00:00:00 | Bumbas Electric | IN |  |  | 2025-02-07 00:00:00 |  | REL LAB TSR | 284-3515 | TBD | Loggers certificates | Temperature methods | Room ENV S10
RELTSR_0187 | TSR10493 | Data logger climatic | Ahlborn | 2470-2S | H23010004 | QL | REL | TBD | 2024-10-31 00:00:00 | 12 | 2025-10-31 00:00:00 | 04099 / WKD / Okt. 24 / 31.10.2024 / Weiss Technik GmbH / Ruta 2 | 2023-09-04 00:00:00 | Bumbas Electric | IN |  |  |  |  | REL LAB TSR | 284-3515 | TBD | Loggers certificates | Temperature and humidity methods | Room ENV S10
RELTSR_0188 | TSR10494 | Humidity Sensor | Ahlborn | FH0D46-C2 | 20713038 | QL | REL | TBD | 2024-10-31 00:00:00 | 12 | 2025-10-31 00:00:00 | 04099 / WKD / Okt. 24 / 31.10.2024 / Weiss Technik GmbH / Ruta 2 | 2023-09-04 00:00:00 | Bumbas Electric | IN |  |  | 2025-04-30 00:00:00 |  | REL LAB TSR | 284-3515 | TBD | Loggers certificates | Temperature and humidity methods | Room ENV S10
RELTSR_0189 | TSR10478 | Data logger climatic | Ahlborn | 4390-2 | S23070030 | QL | REL | TBD | 2024-07-19 00:00:00 | 12 | 2025-07-19 00:00:00 | 04048 / WKD / Jul. 24 / 19.07.2024 / Weiss Technik GmbH / Ruta 2 | 2023-09-04 00:00:00 | Bumbas Electric | IN |  |  |  |  | REL LAB TSR | 284-3515 | TBD | Loggers certificates | Temperature and humidity methods | Room ENV S10
RELTSR_0190 | TSR10479 | Humidity Sensor | Ahlborn | FH0D46-C2 | 20713045 | QL | REL | TBD | 2024-07-19 00:00:00 | 12 | 2025-07-19 00:00:00 | 04048 / WKD / Jul. 24 / 19.07.2024 / Weiss Technik GmbH / Ruta 2 | 2023-09-04 00:00:00 | Bumbas Electric | IN |  |  | 2025-01-19 00:00:00 |  | REL LAB TSR | 284-3515 | TBD | Loggers certificates | Temperature and humidity methods | Room ENV S10
RELTSR_0191 | TSR10499 | Data logger climatic | Ahlborn | 4390-2 | H23010006 | QL | REL | TBD | 2024-08-01 00:00:00 | 12 | 2025-08-01 00:00:00 | 04023 / WKD / Aug. 24 / 01.08.2024 / Weiss Technik GmbH / Ruta 2 | 2023-09-04 00:00:00 | Bumbas Electric | IN |  |  |  |  | REL LAB TSR | 284-3515 | TBD | Loggers certificates | Temperature and humidity methods | Room ENV S10
RELTSR_0193 | TSR10467 | Data logger climatic | Ahlborn | 4390-2 | S23070028 | QL | REL | TBD | 2024-07-18 00:00:00 | 12 | 2025-07-18 00:00:00 | 03704 / WKD / Jul. 24 / 18.07.2024 / Weiss Technik GmbH / Ruta 2 | 2023-09-04 00:00:00 | Bumbas Electric | IN |  |  |  |  | REL LAB TSR | 284-3515 | TBD | Loggers certificates | Temperature and humidity methods | Room ENV S10
RELTSR_0194 | TSR10465 | Humidity Sensor | Ahlborn | FH0D46-C2 | 20714607 | QL | REL | TBD | 2024-07-18 00:00:00 | 12 | 2025-07-18 00:00:00 | 04006 / WKD / Jul. 24 / 18.07.2024 / Weiss Technik GmbH / Ruta 2 | 2023-09-04 00:00:00 | Bumbas Electric | IN |  |  | 2025-01-18 00:00:00 |  | REL LAB TSR | 284-3515 | TBD | Loggers certificates | Temperature and humidity methods | Room ENV S10
RELTSR_0195 | TSR10484 | Data logger climatic | Ahlborn | 4390-2 | S23070026 | QL | REL | TBD | 2025-02-21 00:00:00 | 12 | 2026-02-21 00:00:00 | 04203 / WKD/ Feb. 25 / 21.02.2025 / Weiss Technik GmbH / Ruta 2 | 2023-09-04 00:00:00 | Bumbas Electric | IN |  |  |  |  | REL LAB TSR | 284-3515 | TBD | Loggers certificates | Temperature and humidity methods | Room ENV S10
RELTSR_0196 | TSR10462 | Humidity Sensor | Ahlborn | FH0D46-C2 | 20713047 | QL | REL | TBD | 2025-02-21 00:00:00 | 12 | 2026-02-21 00:00:00 | 04203 / WKD/ Feb. 25 / 21.02.2025 / Weiss Technik GmbH / Ruta 2 | 2023-09-04 00:00:00 | Bumbas Electric | IN |  |  | 2025-08-21 00:00:00 |  | REL LAB TSR | 284-3515 | TBD | Loggers certificates | Temperature and humidity methods | Room ENV S10
RELTSR_0197 | TSR10786 | Data logger climatic | Ahlborn | 2470-2S | H23010003 | QL | REL | TBD | 2024-08-07 00:00:00 | 12 | 2025-08-07 00:00:00 | 04019 / WKD / Aug. 24 / 07.08.2024 / Weiss Technik GmbH / Ruta 2 | 2023-09-04 00:00:00 | Bumbas Electric | IN |  |  |  |  | REL LAB TSR | 284-3515 | TBD | Loggers certificates | Temperature and humidity methods | Room ENV S10
RELTSR_0198 | TSR10840 | Humidity Sensor | Ahlborn | FH0D46-C2 | 20713048 | QL | REL | TBD | 2024-08-07 00:00:00 | 12 | 2025-08-07 00:00:00 | 04019 / WKD / Aug. 24 / 07.08.2024 / Weiss Technik GmbH / Ruta 2 | 2023-09-04 00:00:00 | Bumbas Electric | IN |  |  | 2025-02-07 00:00:00 |  | REL LAB TSR | 284-3515 | TBD | Loggers certificates | Temperature and humidity methods | Room ENV S10
RELTSR_0199 | TSR10841 | Data logger temperature | Ahlborn | 2490-1A | H23070302 | QL | REL | TBD | 2024-08-29 00:00:00 | 12 | 2025-08-29 00:00:00 | 04038 / WKD / Aug. 24 / 29.08.2024 / Weiss Technik GmbH / Ruta 2 | 2023-09-04 00:00:00 | Bumbas Electric | IN |  |  |  |  | REL LAB TSR | 284-3515 | TBD | Loggers certificates | Temperature and humidity methods | Room ENV S10
RELTSR_0200 | TSR10842 | PT 100 Resistance Thermometer | Ahlborn | FPA40ST0050 | H23070302 | QL | REL | TBD | 2024-08-29 00:00:00 | 12 | 2025-08-29 00:00:00 | 04038 / WKD / Aug. 24 / 29.08.2024 / Weiss Technik GmbH / Ruta 2 | 2023-09-04 00:00:00 | Bumbas Electric | IN |  |  | 2025-02-28 00:00:00 |  | REL LAB TSR | 284-3515 | TBD | Loggers certificates | Temperature methods | Room ENV S10
RELTSR_0201 | TSR10821 | Climatic Chamber Vibration | Weiss Technik | ShakeEvent C/2200/70a/10/V | 59226248680010 | Q&L | REL | TBD | 2024-10-03 00:00:00 | 12 | 2025-10-03 00:00:00 | 39568/ D-K-20681-02-00/ 03.2024 / 03.10.2024/ Weiss Technik GmbH / Ruta 2 | 2023-06-19 00:00:00 | Bumbas Electric | IN | 2025-10-03 00:00:00 | 10486 | 2025-04-03 00:00:00 |  | REL LAB TSR | 284-3515 | TBD | VIB Equipment | Temperature and humidity methods | Room ENV S10 | ClimaVib 04
RELTSR_0202 | TSR10701 | Piezoelectric Accelerometer | PCB | J320C04 | 27140 | Q&L | REL | 821323005464 | 2024-11-05 00:00:00 | 12 | 2025-11-05 00:00:00 | 14216 D-K-15183-01- 00 / 05.11.2024 / Spektra / Ruta 2 | 2023-08-21 00:00:00 | Spektra | IN | 2025-11-05 00:00:00 |  | 2025-05-05 00:00:00 |  | REL LAB TSR | 284-3515 | TBD | VIB Equipment | Vibration and mechanical test methods | Room ENV S02
RELTSR_0203 | TSR10682 | Torque wrench | Hazet | 6110-1CT | 22-3318339 | Q&L | REL | TBD | 2024-10-16 00:00:00 | 12 | 2025-10-16 00:00:00 | 23698 RENAR LE 008 / 16.10.2024 / S.C. METROMAT S.R.L./ Ruta 2 | 2023-03-20 00:00:00 | S.C. METROMAT S.R.L. | IN |  |  |  |  | REL LAB TSR | 284-3516 | TBD | VIB Equipment | Vibration and mechanical test methods | Room ENV S02 | VIB Equipment
RELTSR_0204 | TSR10703 | Piezoelectric Accelerometer | PCB | J320C04 | 27222 | Q&L | REL | 821323005465 | 2024-11-05 00:00:00 | 12 | 2025-11-05 00:00:00 | 14218 D-K-15183-01- 00 / 05.11.2024 / Spektra / Ruta 2 | 2023-08-21 00:00:00 | Spektra | IN | 2025-11-05 00:00:00 |  | 2025-05-05 00:00:00 |  | REL LAB TSR | 284-3515 | TBD | VIB Equipment | Vibration and mechanical test methods | Room ENV S02
RELTSR_0205 | TSR10683 | Torque wrench | Hazet | 6110-1CT | 22-3658349 | Q&L | REL | TBD | 2024-10-16 00:00:00 | 12 | 2025-10-16 00:00:00 | 23697 RENAR LE 008 / 16.10.2024 / S.C. METROMAT S.R.L./ Ruta 2 | 2023-08-21 00:00:00 | S.C. METROMAT S.R.L. | IN |  |  |  |  | REL LAB TSR | 284-3516 | TBD | VIB Equipment | Vibration and mechanical test methods | Room ENV S02 | VIB Equipment
RELTSR_0206 | TSR10689 | Measure Tape | Garant | 46 2210_3 | 462210_313 | Q&L | REL | TBD | 2024-10-25 00:00:00 | 12 | 2025-10-25 00:00:00 | 24411 RENAR LE 008/ 25.10.2024 / S.C. METROMAT S.R.L./ Ruta 2 | 2023-03-20 00:00:00 | S.C. METROMAT S.R.L. | IN |  |  |  |  | REL LAB TSR | 284-3516 | TBD | VIB Equipment | Free fall methods | Room ENV S02 | VIB Equipment
RELTSR_0215 | TSR10869 | pH meter | HANNA Instruments | HI98191 | 08230012101 | Q&L | REL | TBD | 2024-10-10 00:00:00 | 12 | 2025-10-10 00:00:00 | 23268-10.24/ RENAR LE 008/ 03.2024/ 10.10.2024 / S.C. METROMAT S.R.L./ Ruta 2 | 2023-11-09 00:00:00 | S.C. METROMAT S.R.L. | IN |  |  |  |  | REL LAB TSR | 284-3515 | TBD | ENV Accessories | Corrosion methods | Room Env S14
RELTSR_0216 | TSR10870 | pH meter probe | HANNA Instruments | HI72911 | 101705BN | Q&L | REL | TBD | 2024-10-10 00:00:00 | 12 | 2025-10-10 00:00:00 | 23268-10.24/ RENAR LE 008/ 03.2024/ 10.10.2024 / S.C. METROMAT S.R.L./ Ruta 2 | 2023-11-09 00:00:00 | S.C. METROMAT S.R.L. | IN |  |  |  |  | REL LAB TSR | 284-3515 | TBD | ENV Accessories | Corrosion methods | Room Env S14
RELTSR_0217 | TSR10871 | Laboratory conductometer | HANNA Instruments | HI98192 | 08260087101 | Q&L | REL | TBD | 2024-10-10 00:00:00 | 12 | 2025-10-10 00:00:00 | 23269-10.24 RENAR LE 008/ 03.2024/ 10.10.2024 / S.C. METROMAT S.R.L./ Ruta 2 | 2023-10-04 00:00:00 | S.C. METROMAT S.R.L. | IN |  |  |  |  | REL LAB TSR | 284-3515 | TBD | ENV Accessories | Corrosion methods | Room Env S14
RELTSR_0218 | TSR10872 | Laboratory conductometer probe | HANNA Instruments | HI763133 | 1019027N | Q&L | REL | TBD | 2024-10-10 00:00:00 | 12 | 2025-10-10 00:00:00 | 23269-10.24 RENAR LE 008/ 03.2024/ 10.10.2024 / S.C. METROMAT S.R.L./ Ruta 2 | 2023-10-04 00:00:00 | S.C. METROMAT S.R.L. | IN |  |  |  |  | REL LAB TSR | 284-3515 | TBD | ENV Accessories | Corrosion methods | Room Env S14 |  | Out of use
RELTSR_0225 | TSR10882 | Temperature Chamber | Espec | Espec-ARG-0680-5-E | 4140000187 | Q&L | REL | TBD | 2024-10-22 00:00:00 | 12 | 2025-10-22 00:00:00 | K/24-10034 / NAH-2-0141/2021 / 22.10.2024 / Kalibra 59 Kft. / Ruta 2 | 2023-10-04 00:00:00 | ClimaTEC | IN | 2025-10-22 00:00:00 | INS #2023-278 | 2025-04-22 00:00:00 |  | REL LAB TSR | 284-3515 | TBD | Temperature Chambers | Temperature methods | Room ENV P09 | Temp 20
RELTSR_0226 | TSR10718 | Data logger climatic | Ahlborn | 2490-1A | H23070064 | QL | REL | TBD | 2024-11-27 00:00:00 | 12 | 2025-11-27 00:00:00 | 04152 / WKD / Nov. 24 / 27.11.2024 / Weiss Technik GmbH / Ruta 2 | 2023-09-04 00:00:00 | Bumbas Electric | IN |  |  |  |  | REL LAB TSR | 284-3515 | TBD | Loggers certificates | Temperature and humidity methods | Room ENV S10
RELTSR_0227 | TSR10883 | Humidity Sensor | Ahlborn | FH0D46-C2 | 20713044 | QL | REL | TBD | 2024-11-27 00:00:00 | 12 | 2025-11-27 00:00:00 | 04152 / WKD / Nov. 24 / 27.11.2024 / Weiss Technik GmbH / Ruta 2 | 2023-09-04 00:00:00 | Bumbas Electric | IN |  |  | 2025-05-27 00:00:00 |  | REL LAB TSR | 284-3515 | TBD | Loggers certificates | Temperature and humidity methods | Room ENV S10
RELTSR_0230 | TSR10724 | Data logger climatic | Ahlborn | 2490-1A | H23070066 | QL | REL | TBD | 2024-10-31 00:00:00 | 12 | 2025-10-31 00:00:00 | 04101 / WKD / Okt. 24 / 31.10.2024 / Weiss Technik GmbH / Ruta 2 | 2023-09-04 00:00:00 | Bumbas Electric | IN |  |  |  |  | REL LAB TSR | 284-3515 | TBD | Loggers certificates | Temperature and humidity methods | Room ENV S10
RELTSR_0231 | TSR10885 | Humidity Sensor | Ahlborn | FH0D46-C2 | 20714595 | QL | REL | TBD | 2024-10-31 00:00:00 | 12 | 2025-10-31 00:00:00 | 04101 / WKD / Okt. 24 / 31.10.2024 / Weiss Technik GmbH / Ruta 2 | 2023-09-04 00:00:00 | Bumbas Electric | IN |  |  | 2025-04-30 00:00:00 |  | REL LAB TSR | 284-3515 | TBD | Loggers certificates | Temperature and humidity methods | Room ENV S10
RELTSR_0232 | TSR10771 | Data logger temperature | Ahlborn | 2490-1A | H23070333 | QL | REL | TBD | 2024-08-29 00:00:00 | 12 | 2025-08-29 00:00:00 | 04042 / WKD / Aug. 24 / 29.08.2024 / Weiss Technik GmbH / Ruta 2 | 2023-09-04 00:00:00 | Bumbas Electric | IN |  |  |  |  | REL LAB TSR | 284-3515 | TBD | Loggers certificates | Temperature and humidity methods | Room ENV S10
RELTSR_0233 | TSR10886 | PT 100 Resistance Thermometer | Ahlborn | FPA40ST0050 | H23070333 | QL | REL | TBD | 2024-08-29 00:00:00 | 12 | 2025-08-29 00:00:00 | 04042 / WKD / Aug. 24 / 29.08.2024 / Weiss Technik GmbH / Ruta 2 | 2023-09-04 00:00:00 | Bumbas Electric | IN |  |  | 2025-02-28 00:00:00 |  | REL LAB TSR | 284-3515 | TBD | Loggers certificates | Temperature methods | Room ENV S10
RELTSR_0234 | TSR10774 | Data logger temperature | Ahlborn | 2490-1A | H23070334 | QL | REL | TBD | 2024-09-26 00:00:00 | 12 | 2025-09-26 00:00:00 | 04080 / WKD / Sep. 24 / 26.09.2024 / Weiss Technik GmbH / Ruta 2 | 2023-09-04 00:00:00 | Bumbas Electric | IN |  |  |  |  | REL LAB TSR | 284-3515 | TBD | Loggers certificates | Temperature and humidity methods | Room ENV S10
RELTSR_0235 | TSR10887 | PT 100 Resistance Thermometer | Ahlborn | FPA40ST0050 | H23070334 | QL | REL | TBD | 2024-09-26 00:00:00 | 12 | 2025-09-26 00:00:00 | 04080 / WKD / Sep. 24 / 26.09.2024 / Weiss Technik GmbH / Ruta 2 | 2023-09-04 00:00:00 | Bumbas Electric | IN |  |  | 2025-03-26 00:00:00 |  | REL LAB TSR | 284-3515 | TBD | Loggers certificates | Temperature methods | Room ENV S10
RELTSR_0236 | TSR10693 | Piezoelectric Accelerometer | DYTRAN | 3215A1 | 10599 | Q&L | REL | 8213230005435 | 2024-11-01 00:00:00 | 12 | 2025-11-01 00:00:00 | 14208 D-K-15183-01- 00 / 01.11.2024 / Spektra / Ruta 2 | 2023-10-02 00:00:00 | Spektra | IN | 2025-11-01 00:00:00 |  | 2025-05-01 00:00:00 |  | REL LAB TSR | 284-3516 | TBD | VIB Equipment | Vibration and mechanical test methods | Room ENV S02
RELTSR_0237 | TSR10694 | Piezoelectric Accelerometer | DYTRAN | 3215A1 | 10601 | Q&L | REL | 8213203005436 | 2024-11-01 00:00:00 | 12 | 2025-11-01 00:00:00 | 14209 D-K-15183-01- 00/ 01.11.2024 / Spektra / Ruta 2 | 2023-10-02 00:00:00 | Spektra | IN | 2025-11-01 00:00:00 |  | 2025-05-01 00:00:00 |  | REL LAB TSR | 284-3516 | TBD | VIB Equipment | Vibration and mechanical test methods | Room ENV S02
RELTSR_0238 | TSR10695 | Piezoelectric Accelerometer | PCB | 352A21 | LW454246 | Q&L | REL | 821323005449 | 2024-11-01 00:00:00 | 12 | 2025-11-01 00:00:00 | 14210 D-K-15183-01- 00 / 01.11.2024 / Spektra / Ruta 2 | 2023-10-02 00:00:00 | Spektra | IN | 2025-11-01 00:00:00 |  | 2025-05-01 00:00:00 |  | REL LAB TSR | 284-3515 | TBD | VIB Equipment | Vibration and mechanical test methods | Room ENV S02
RELTSR_0239 | TSR10696 | Piezoelectric Accelerometer | PCB | 352A21 | LW454245 | Q&L | REL | 821323005448 | 2024-11-01 00:00:00 | 12 | 2025-11-01 00:00:00 | 14211 D-K-15183-01- 00 / 01.11.2024 / Spektra / Ruta 2 | 2023-10-02 00:00:00 | Spektra | IN | 2025-11-01 00:00:00 |  | 2025-05-01 00:00:00 |  | REL LAB TSR | 284-3515 | TBD | VIB Equipment | Vibration and mechanical test methods | Room ENV S02
RELTSR_0240 | TSR10697 | Piezoelectric Accelerometer | PCB | 352A21 | LW454244 | Q&L | REL | 821323005447 | 2024-11-01 00:00:00 | 12 | 2025-11-01 00:00:00 | 14212 D-K-15183-01- 00 / 01.11.2024 / Spektra / Ruta 2 | 2023-10-02 00:00:00 | Spektra | IN | 2025-11-01 00:00:00 |  | 2025-05-01 00:00:00 |  | REL LAB TSR | 284-3515 | TBD | VIB Equipment | Vibration and mechanical test methods | Room ENV S02
RELTSR_0241 | TSR10700 | Piezoelectric Triaxial-Accelerometer | PCB | 356A15 | LW367950 | Q&L | REL | 213230009083 | 2024-11-04 00:00:00 | 12 | 2025-11-04 00:00:00 | 14213 D-K-15183-01- 00 / 04.11.2024 / Spektra / Ruta 2 | 2023-10-02 00:00:00 | Spektra | IN | 2025-11-04 00:00:00 |  | 2025-05-04 00:00:00 |  | REL LAB TSR | 284-3515 | TBD | VIB Equipment | Vibration and mechanical test methods | Room ENV S02
RELTSR_0242 | TSR10699 | Piezoelectric Triaxial-Accelerometer | PCB | HT356A02 | 363438 | Q&L | REL | 213230009081 | 2024-11-04 00:00:00 | 12 | 2025-11-04 00:00:00 | 14214 D-K-15183-01- 00 / 04.11.2024 / Spektra / Ruta 2 | 2023-10-02 00:00:00 | Spektra | IN | 2025-11-04 00:00:00 |  | 2025-05-04 00:00:00 |  | REL LAB TSR | 284-3515 | TBD | VIB Equipment | Vibration and mechanical test methods | Room ENV S02
RELTSR_0243 | TSR10698 | Piezoelectric Triaxial-Accelerometer | PCB | HT356B01 | LW343921 | Q&L | REL | TBD | 2024-11-05 00:00:00 | 12 | 2025-11-05 00:00:00 | 14215 D-K-15183-01- 00 / 05.11.2024 / Spektra / Ruta 2 | 2023-10-02 00:00:00 | Spektra | IN | 2025-11-05 00:00:00 |  | 2025-05-05 00:00:00 |  | REL LAB TSR | 284-3515 | TBD | VIB Equipment | Vibration and mechanical test methods | Room ENV S02
RELTSR_0244 | TSR10704 | Piezoelectric Accelerometer | PCB | J320C04 | 27308 | Q&L | REL | 821323005466 | 2024-11-05 00:00:00 | 12 | 2025-11-05 00:00:00 | 14219 D-K-15183-01- 00 / 05.11.2024 / Spektra / Ruta 2 | 2023-10-02 00:00:00 | Spektra | IN | 2025-11-05 00:00:00 |  | 2025-05-05 00:00:00 |  | REL LAB TSR | 284-3515 | TBD | VIB Equipment | Vibration and mechanical test methods | Room ENV S02
RELTSR_0245 | TSR10705 | Piezoelectric Accelerometer | PCB | J320C04 | 27138 | Q&L | REL | 821323005462 | 2024-11-05 00:00:00 | 12 | 2025-11-05 00:00:00 | 14220 D-K-15183-01- 00 / 05.11.2024 / Spektra / Ruta 2 | 2023-10-02 00:00:00 | Spektra | IN | 2025-11-05 00:00:00 |  | 2025-05-05 00:00:00 |  | REL LAB TSR | 284-3515 | TBD | VIB Equipment | Vibration and mechanical test methods | Room ENV S02
RELTSR_0246 | TSR10702 | Piezoelectric Accelerometer | PCB | J320C04 | 27139 | Q&L | REL | 821323005463 | 2024-11-05 00:00:00 | 12 | 2025-11-05 00:00:00 | 14217 D-K-15183-01- 00 / 05.11.2024 / Spektra / Ruta 2 | 2023-10-02 00:00:00 | Spektra | IN | 2025-11-05 00:00:00 |  | 2025-05-05 00:00:00 |  | REL LAB TSR | 284-3515 | TBD | VIB Equipment | Vibration and mechanical test methods | Room ENV S02
RELTSR_0247 | TSR10738 | Data logger temperature | Ahlborn | 2490-1A | H23070326 | QL | REL | TBD | 2024-08-28 00:00:00 | 12 | 2025-08-28 00:00:00 | 04039 / WKD / Aug. 24 / 28.08.2024 / Weiss Technik GmbH / Ruta 2 | 2023-09-04 00:00:00 | Bumbas Electric | IN |  |  |  |  | REL LAB TSR | 284-3515 | TBD | Loggers certificates | Temperature and humidity methods | Room ENV S10
RELTSR_0248 | TSR10739 | PT 100 Resistance Thermometer | Ahlborn | FPA40ST0050 | H23070326 | QL | REL | TBD | 2024-08-28 00:00:00 | 12 | 2025-08-28 00:00:00 | 04039 / WKD / Aug. 24 / 28.08.2024 / Weiss Technik GmbH / Ruta 2 | 2023-09-04 00:00:00 | Bumbas Electric | IN |  |  | 2025-02-28 00:00:00 |  | REL LAB TSR | 284-3515 | TBD | Loggers certificates | Temperature methods | Room ENV S10
RELTSR_0249 | TSR10741 | Data logger temperature | Ahlborn | 2490-1A | H23070325 | QL | REL | TBD | 2024-08-28 00:00:00 | 12 | 2025-08-28 00:00:00 | 04040 / WKD / Aug. 24 / 28.08.2024 / Weiss Technik GmbH / Ruta 2 | 2023-09-04 00:00:00 | Bumbas Electric | IN |  |  |  |  | REL LAB TSR | 284-3515 | TBD | Loggers certificates | Temperature and humidity methods | Room ENV S10
RELTSR_0250 | TSR10888 | PT 100 Resistance Thermometer | Ahlborn | FPA40ST0050 | H23070325 | QL | REL | TBD | 2024-08-28 00:00:00 | 12 | 2025-08-28 00:00:00 | 04040 / WKD / Aug. 24 / 28.08.2024 / Weiss Technik GmbH / Ruta 2 | 2023-09-04 00:00:00 | Bumbas Electric | IN |  |  | 2025-02-28 00:00:00 |  | REL LAB TSR | 284-3515 | TBD | Loggers certificates | Temperature methods | Room ENV S10
RELTSR_0251 | TSR10747 | Data logger temperature | Ahlborn | 2490-1A | H23070324 | QL | REL | TBD | 2024-09-26 00:00:00 | 12 | 2025-09-26 00:00:00 | 04072 / WKD / Sep. 24 / 26.09.2024 / Weiss Technik GmbH / Ruta 2 | 2023-09-04 00:00:00 | Bumbas Electric | IN |  |  |  |  | REL LAB TSR | 284-3515 | TBD | Loggers certificates | Temperature and humidity methods | Room ENV S10
RELTSR_0252 | TSR10748 | PT 100 Resistance Thermometer | Ahlborn | FPA40ST0050 | H23070324 | QL | REL | TBD | 2024-09-26 00:00:00 | 12 | 2025-09-26 00:00:00 | 04072 / WKD / Sep. 24 / 26.09.2024 / Weiss Technik GmbH / Ruta 2 | 2023-09-04 00:00:00 | Bumbas Electric | IN |  |  | 2025-03-26 00:00:00 |  | REL LAB TSR | 284-3515 | TBD | Loggers certificates | Temperature methods | Room ENV S10
RELTSR_0253 | TSR10753 | Data logger temperature | Ahlborn | 2490-1A | H23070323 | QL | REL | TBD | 2024-09-11 00:00:00 | 12 | 2025-09-11 00:00:00 | 04076 / WKD / Sep. 24 / 11.09.2024 / Weiss Technik GmbH / Ruta 2 | 2023-09-04 00:00:00 | Bumbas Electric | IN |  |  |  |  | REL LAB TSR | 284-3515 | TBD | Loggers certificates | Temperature and humidity methods | Room ENV S10
RELTSR_0254 | TSR10754 | PT 100 Resistance Thermometer | Ahlborn | FPA40ST0050 | H23070323 | QL | REL | TBD | 2024-09-11 00:00:00 | 12 | 2025-09-11 00:00:00 | 04076 / WKD / Sep. 24 / 11.09.2024 / Weiss Technik GmbH / Ruta 2 | 2023-09-04 00:00:00 | Bumbas Electric | IN |  |  | 2025-03-11 00:00:00 |  | REL LAB TSR | 284-3515 | TBD | Loggers certificates | Temperature methods | Room ENV S10
RELTSR_0255 | TSR10457 | Data logger temperature | Ahlborn | 2490-1A | H23070329 | QL | REL | TBD | 2024-09-11 00:00:00 | 12 | 2025-09-11 00:00:00 | 04077 / WKD / Sep. 24 / 11.09.2024 / Weiss Technik GmbH / Ruta 2 | 2023-09-04 00:00:00 | Bumbas Electric | IN |  |  |  |  | REL LAB TSR | 284-3515 | TBD | Loggers certificates | Temperature and humidity methods | Room ENV S10
RELTSR_0256 | TSR10895 | PT 100 Resistance Thermometer | Ahlborn | FPA40ST0050 | H23070329 | QL | REL | TBD | 2024-09-11 00:00:00 | 12 | 2025-09-11 00:00:00 | 04077 / WKD / Sep. 24 / 11.09.2024 / Weiss Technik GmbH / Ruta 2 | 2023-09-04 00:00:00 | Bumbas Electric | IN |  |  | 2025-03-11 00:00:00 |  | REL LAB TSR | 284-3515 | TBD | Loggers certificates | Temperature methods | Room ENV S10
RELTSR_0257 | TSR10819 | Data logger climatic | Ahlborn | 2490-1A | H23070388 | QL | REL | TBD | 2024-10-03 00:00:00 | 12 | 2025-10-03 00:00:00 | 04082 / WKD / Okt. 24 / 03.10.2024 / Weiss Technik GmbH / Ruta 2 | 2023-09-04 00:00:00 | Bumbas Electric | IN |  |  |  |  | REL LAB TSR | 284-3515 | TBD | Loggers certificates | Temperature methods | Room ENV S10
RELTSR_0258 | TSR10889 | Humidity Sensor | Ahlborn | FH0D46-C2 | 20715543 | QL | REL | TBD | 2024-10-03 00:00:00 | 12 | 2025-10-03 00:00:00 | 04082 / WKD / Okt. 24 / 03.10.2024 / Weiss Technik GmbH / Ruta 2 | 2023-09-04 00:00:00 | Bumbas Electric | IN |  |  | 2025-04-03 00:00:00 |  | REL LAB TSR | 284-3515 | TBD | Loggers certificates | Temperature and humidity methods | Room ENV S10
RELTSR_0259 | TSR10789 | Data logger climatic | Ahlborn | 2490-1A | H23070054 | QL | REL | TBD | 2024-10-11 00:00:00 | 12 | 2025-10-11 00:00:00 | 04094 / WKD / Okt. 24 / 11.10.2024 / Weiss Technik GmbH / Ruta 2 | 2023-09-04 00:00:00 | Bumbas Electric | IN |  |  |  |  | REL LAB TSR | 284-3515 | TBD | Loggers certificates | Temperature methods | Room ENV S10
RELTSR_0260 | TSR10890 | Humidity Sensor | Ahlborn | FH0D46-C2 | 20715545 | QL | REL | TBD | 2024-10-11 00:00:00 | 12 | 2025-10-11 00:00:00 | 04094 / WKD / Okt. 24 / 11.10.2024 / Weiss Technik GmbH / Ruta 2 | 2023-09-04 00:00:00 | Bumbas Electric | IN |  |  | 2025-04-11 00:00:00 |  | REL LAB TSR | 284-3515 | TBD | Loggers certificates | Temperature and humidity methods | Room ENV S10
RELTSR_0261 | TSR10799 | Data logger climatic | Ahlborn | 2470-2S | H23070060 | QL | REL | TBD | 2024-09-26 00:00:00 | 12 | 2025-09-26 00:00:00 | 04074 / WKD / Sep. 24 / 26.09.2024 / Weiss Technik GmbH / Ruta 2 | 2023-09-04 00:00:00 | Bumbas Electric | IN |  |  |  |  | REL LAB TSR | 284-3515 | TBD | Loggers certificates | Temperature methods | Room ENV S10
RELTSR_0262 | TSR10891 | Humidity Sensor | Ahlborn | FH0D46-C2 | 20714611 | QL | REL | TBD | 2024-09-26 00:00:00 | 12 | 2025-09-26 00:00:00 | 04074 / WKD / Sep. 24 / 26.09.2024 / Weiss Technik GmbH / Ruta 2 | 2023-09-04 00:00:00 | Bumbas Electric | IN |  |  | 2025-03-26 00:00:00 |  | REL LAB TSR | 284-3515 | TBD | Loggers certificates | Temperature and humidity methods | Room ENV S10
RELTSR_0263 | TSR10473 | Data logger climatic | Ahlborn | 2470-2S | H23070057 | QL | REL | TBD | 2025-06-07 00:00:00 | 12 | 2026-06-07 00:00:00 | 04258 / WKD / Jun. 25 / 07.06.2025 / Weiss Technik GmbH / Ruta 2 | 2023-09-04 00:00:00 | Bumbas Electric | IN |  |  |  |  | REL LAB TSR | 284-3515 | TBD | Loggers certificates | Temperature methods | Room ENV S10
RELTSR_0264 | TSR10892 | Humidity Sensor | Ahlborn | FH0D46-C2 | 20714596 | QL | REL | TBD | 2025-06-07 00:00:00 | 12 | 2026-06-07 00:00:00 | 04258 / WKD /Jun. 25/ 07.06.2025 / Weiss Technik GmbH / Ruta 2 | 2023-09-04 00:00:00 | Bumbas Electric | IN |  |  | 2025-12-07 00:00:00 |  | REL LAB TSR | 284-3515 | TBD | Loggers certificates | Temperature and humidity methods | Room ENV S10
RELTSR_0265 | TSR10822 | Data logger climatic | Ahlborn | 2490-1 | S23080052 | QL | REL | TBD | 2024-10-03 00:00:00 | 12 | 2025-10-03 00:00:00 | 04081 / WKD / Okt. 24 / 03.10.2024 / Weiss Technik GmbH / Ruta 2 | 2023-09-04 00:00:00 | Bumbas Electric | IN |  |  |  |  | REL LAB TSR | 284-3515 | TBD | Loggers certificates | Temperature methods | Room ENV S10
RELTSR_0266 | TSR10893 | Humidity Sensor | Ahlborn | FH0D46-C2 | 20715550 | QL | REL | TBD | 2024-10-03 00:00:00 | 12 | 2025-10-03 00:00:00 | 04081 / WKD / Okt. 24 / 03.10.2024 / Weiss Technik GmbH / Ruta 2 | 2023-09-04 00:00:00 | Bumbas Electric | IN |  |  | 2025-04-03 00:00:00 |  | REL LAB TSR | 284-3515 | TBD | Loggers certificates | Temperature and humidity methods | Room ENV S10
RELTSR_0267 | TSR10733 | Data logger temperature | Ahlborn | 2490-1A | H23070327 | QL | REL | TBD | 2024-10-01 00:00:00 | 12 | 2025-10-01 00:00:00 | 04083 / WKD / Okt. 24 / 01.10.2024 / Weiss Technik GmbH / Ruta 2 | 2023-09-04 00:00:00 | Bumbas Electric | IN |  |  |  |  | REL LAB TSR | 284-3515 | TBD | Loggers certificates | Temperature and humidity methods | Room ENV S10
RELTSR_0268 | TSR10734 | PT 100 Resistance Thermometer | Ahlborn | FPA40ST0050 | H23070327 | QL | REL | TBD | 2024-10-01 00:00:00 | 12 | 2025-10-01 00:00:00 | 04083 / WKD / Okt. 24 / 01.10.2024 / Weiss Technik GmbH / Ruta 2 | 2023-09-04 00:00:00 | Bumbas Electric | IN |  |  | 2025-04-01 00:00:00 |  | REL LAB TSR | 284-3515 | TBD | Loggers certificates | Temperature methods | Room ENV S10
RELTSR_0269 | TSR10816 | Data logger climatic | Ahlborn | 2490-1A | H23070337 | QL | REL | TBD | 2024-11-12 00:00:00 | 12 | 2025-11-12 00:00:00 | 04149 / WKD / Nov. 24 / 12.11.2024 / Weiss Technik GmbH / Ruta 2 | 2023-09-04 00:00:00 | Bumbas Electric | IN |  |  |  |  | REL LAB TSR | 284-3515 | TBD | Loggers certificates | Temperature and humidity methods | Room ENV S10
RELTSR_0270 | TSR10894 | Humidity Sensor | Ahlborn | FPA40ST0050 | 20715544 | QL | REL | TBD | 2024-08-23 00:00:00 | 12 | 2025-08-23 00:00:00 | 04051 / WKD / Aug. 24 / 23.08.2024 / Weiss Technik GmbH / Ruta 2 | 2023-09-04 00:00:00 | Bumbas Electric | IN |  |  | 2025-02-23 00:00:00 |  | REL LAB TSR | 284-3515 | TBD | Loggers certificates | Temperature methods | Room ENV S10
RELTSR_0271 | TSR10925 | MTS Cross head | MTS | Criterion C45.504WY | 17022648 | QL | REL | TBD | 2025-02-26 00:00:00 | 12 | 2026-02-26 00:00:00 | AGK-977/2025 / NAH-2-0262/2023 / 27.02.2025 |  | MultiLab | IN | 2026-02-26 00:00:00 |  | 2025-08-26 00:00:00 |  | REL LAB TSR | 284-3515 | TBD | VIB Equipment | Tension and compression methods | Room P&P
RELTSR_0272 | TSR10926 | MTS Load cell | MTS | LPS.104D | 1260911 | QL | REL | TBD | 2025-02-26 00:00:00 | 12 | 2026-02-26 00:00:00 | AGK-979/2025 / NAH-2-0262/2023 / 26.02.2025 |  | MultiLab | IN | 2026-02-26 00:00:00 |  | 2025-08-26 00:00:00 |  | REL LAB TSR | 284-3515 | TBD | VIB Equipment | Tension and compression methods | Room P&P
RELTSR_0273 | TSR10927 | MTS Load cell | MTS | LPS.504D | 1238722 | QL | REL | TBD | 2025-02-26 00:00:00 | 12 | 2026-02-26 00:00:00 | AGK-978/2025 / NAH-2-0262/2023 / 26.02.2025 |  | MultiLab | IN | 2026-02-26 00:00:00 |  | 2025-08-26 00:00:00 |  | REL LAB TSR | 284-3515 | TBD | VIB Equipment | Tension and compression methods | Room P&P
RELTSR_0274 | TSR10928 | MTS Load cell | MTS | LSB.502D | 1128067 | QL | REL | TBD | 2025-02-26 00:00:00 | 12 | 2026-02-26 00:00:00 | AGK-980/2025 / NAH-2-0262/2023 / 26.02.2025 |  | MultiLab | IN | 2026-02-26 00:00:00 |  | 2025-08-26 00:00:00 |  | REL LAB TSR | 284-3515 | TBD | VIB Equipment | Tension and compression methods | Room P&P
RELTSR_0275 | TSR10929 | MTS Thermometer calibratior | Thumler | - | TH2700-524-2023 | QL | REL | TBD | 2025-02-26 00:00:00 | 12 | 2026-02-26 00:00:00 | AGK-981/2025 / NAH-2-0262/2023 / 26.02.2025 |  | MultiLab | IN | 2026-02-26 00:00:00 |  | 2025-08-26 00:00:00 |  | REL LAB TSR | 284-3515 | TBD | VIB Equipment | Tension and compression methods | Room P&P
RELTSR_0282 | TSR10936 | Non-automatic wieighting instrument | Kern | EMB 6000-1 | WD200036519 | QL | REL | TBD | 2024-10-08 00:00:00 | 12 | 2025-10-08 00:00:00 | 22871-10.24 / RENAR LE 008 / 03.2024 / 08.10.2024 / S,C, METROMAT S.R.L. / Ruta 2 | 2023-11-29 00:00:00 | S.C. METROMAT S.R.L. | IN |  |  | 2025-04-08 00:00:00 |  | REL LAB TSR | 284-3515 | TBD | ENV Accessories | Corrosion methods | Room Env S14
RELTSR_0284 | TSR10938 | pH meter logger probe | WTW | SENTIX 41 PLUS | Y233601550 | QL | REL | TBD | 2024-12-16 00:00:00 | 12 | 2025-12-16 00:00:00 | 29636-12.24/ RENAR LE 008/ 03.2024/ 16.12.2024 / S.C. METROMAT S.R.L./ Ruta 2 | 2023-11-29 00:00:00 | S.C. METROMAT S.R.L. | IN |  |  | 2025-06-16 00:00:00 |  | REL LAB TSR | 284-3515 | TBD | ENV Accessories | Corrosion methods
RELTSR_0285 | TSR10939 | Laboratory conductometer logger | WTW | pH/Cond 3320 | 23433384 | QL | REL | TBD | 2024-12-16 00:00:00 | 12 | 2025-12-16 00:00:00 | 29635-12.24 / RENAR LE 008/ 03.2024/ 16.12.2024 / S.C. METROMAT S.R.L./ Ruta 2 | 2023-11-29 00:00:00 | S.C. METROMAT S.R.L. | IN |  |  | 2025-06-16 00:00:00 |  | REL LAB TSR | 284-3515 | TBD | ENV Accessories | Corrosion methods
RELTSR_0286 | TSR10940 | Laboratory conductometer logger probe | WTW | TetraCon325 | 23400012 | QL | REL | TBD | 2024-12-16 00:00:00 | 12 | 2025-12-16 00:00:00 | 29635-12.24 / RENAR LE 008/ 03.2024/ 16.12.2024 / S.C. METROMAT S.R.L./ Ruta 2 | 2023-11-29 00:00:00 | S.C. METROMAT S.R.L. | IN |  |  | 2025-06-16 00:00:00 |  | REL LAB TSR | 284-3515 | TBD | ENV Accessories | Corrosion methods
RELTSR_0287 | TSR10917 | Data logger climatic | Ahlborn | 4390-2 | S23080049 | QL | REL | TBD | 2024-11-01 00:00:00 | 12 | 2025-11-01 00:00:00 | 04103 / WKD / Nov. 24 / 01.11.2024 / Weiss Technik GmbH / Ruta 2 | 2023-09-04 00:00:00 | Bumbas Electric | IN |  |  |  |  | REL LAB TSR | 284-3515 | TBD | Loggers certificates | Temperature methods | Room ENV S10
RELTSR_0288 | TSR10918 | Humidity Sensor | Ahlborn | FH0D46-C2 | 20715549 | QL | REL | TBD | 2024-11-01 00:00:00 | 12 | 2025-11-01 00:00:00 | 04103 / WKD / Nov. 24 / 01.11.2024 / Weiss Technik GmbH / Ruta 2 | 2023-09-04 00:00:00 | Bumbas Electric | IN |  |  | 2025-05-01 00:00:00 |  | REL LAB TSR | 284-3515 | TBD | Loggers certificates | Temperature and humidity methods | Room ENV S10
RELTSR_0290 | TSR10920 | Humidity Sensor | Ahlborn | FH0D46-C2 | 20715551 | QL | REL | TBD | 2024-11-21 00:00:00 | 12 | 2025-11-21 00:00:00 | 04146 / WKD / Nov. 24 / 21.11.2024 / Weiss Technik GmbH / Ruta 2 | 2023-11-02 00:00:00 | Bumbas Electric | IN |  |  | 2025-05-21 00:00:00 |  | REL LAB TSR | 284-3515 | TBD | Loggers certificates | Temperature and humidity methods | Room ENV S10
RELTSR_0291 | TSR10810 | Data logger climatic | Ahlborn | 2470-2S | H23070059 | QL | REL | TBD | 2024-10-11 00:00:00 | 12 | 2025-10-11 00:00:00 | 04095 / WKD / Okt. 24 / 11.10.2024 / Weiss Technik GmbH / Ruta 2 | 2023-09-04 00:00:00 | Bumbas Electric | IN |  |  |  |  | REL LAB TSR | 284-3515 | TBD | Loggers certificates | Temperature and humidity methods | Room ENV S10
RELTSR_0292 | TSR10950 | Humidity Sensor | Ahlborn | FH0D46-C2 | 20714610 | QL | REL | TBD | 2024-10-11 00:00:00 | 12 | 2025-10-11 00:00:00 | 04095 / WKD / Okt. 24 / 11.10.2024 / Weiss Technik GmbH / Ruta 2 | 2023-09-04 00:00:00 | Bumbas Electric | IN |  |  | 2025-04-11 00:00:00 |  | REL LAB TSR | 284-3515 | TBD | Loggers certificates | Temperature and humidity methods | Room ENV S10
RELTSR_0295 | TSR10780 | Data logger climatic | Ahlborn | 2470-2S | H23070061 | QL | REL | TBD | 2024-10-03 00:00:00 | 12 | 2025-10-03 00:00:00 | 04079 / WKD / Okt. 24 / 03.10.2024 / Weiss Technik GmbH / Ruta 2 | 2023-09-04 00:00:00 | Bumbas Electric | IN |  |  |  |  | REL LAB TSR | 284-3515 | TBD | Loggers certificates | Temperature and humidity methods | Room ENV S10
RELTSR_0296 | TSR10952 | Humidity Sensor | Ahlborn | FH0D46-C2 | 20715556 | QL | REL | TBD | 2024-10-03 00:00:00 | 12 | 2025-10-03 00:00:00 | 04079 / WKD / Okt. 24 / 03.10.2024 / Weiss Technik GmbH / Ruta 2 | 2023-09-04 00:00:00 | Bumbas Electric | IN |  |  | 2025-04-03 00:00:00 |  | REL LAB TSR | 284-3515 | TBD | Loggers certificates | Temperature and humidity methods | Room ENV S10
RELTSR_0297 | TSR10777 | Data logger climatic | Ahlborn | 2470-2S | H23070056 | QL | REL | TBD | 2024-11-14 00:00:00 | 12 | 2025-11-14 00:00:00 | 04142 / WKD / Nov. 24 / 14.11.2024 / Weiss Technik GmbH / Ruta 2 | 2023-09-04 00:00:00 | Bumbas Electric | IN |  |  |  |  | REL LAB TSR | 284-3515 | TBD | Loggers certificates | Temperature and humidity methods | Room ENV S10
RELTSR_0299 | TSR10715 | Data logger climatic | Ahlborn | 2470-2S | H23070063 | QL | REL | TBD | 2024-09-12 00:00:00 | 12 | 2025-09-12 00:00:00 | 04073 / WKD / Sep. 24 / 12.09.2024 / Weiss Technik GmbH / Ruta 2 | 2023-09-04 00:00:00 | Bumbas Electric | IN |  |  |  |  | REL LAB TSR | 284-3515 | TBD | Loggers certificates | Temperature and humidity methods | Room ENV S10
RELTSR_0300 | TSR10954 | Humidity Sensor | Ahlborn | FH0D46-C2 | 20713041 | QL | REL | TBD | 2024-09-26 00:00:00 | 12 | 2025-09-26 00:00:00 | 04073 / WKD / Sep. 24 / 26.09.2024 / Weiss Technik GmbH / Ruta 2 | 2023-09-04 00:00:00 | Bumbas Electric | IN |  |  | 2025-03-26 00:00:00 |  | REL LAB TSR | 284-3515 | TBD | Loggers certificates | Temperature and humidity methods | Room ENV S10
RELTSR_0301 | TSR10956 | Data logger climatic | Ahlborn | 2470-2S | S23080034 | QL | REL | TBD | 2024-10-29 00:00:00 | 12 | 2025-10-29 00:00:00 | 04097 / WKD / Okt. 24 / 29.10.2024 / Weiss Technik GmbH / Ruta 2 | 2023-09-04 00:00:00 | Bumbas Electric | IN |  |  |  |  | REL LAB TSR | 284-3515 | TBD | Loggers certificates | Temperature and humidity methods | Room ENV S10
RELTSR_0302 | TSR10956 | Humidity Sensor | Ahlborn | FH0D46-C2 | 20715546 | QL | REL | TBD | 2024-10-29 00:00:00 | 12 | 2025-10-29 00:00:00 | 04097 / WKD / Okt. 24 / 29.10.2024 / Weiss Technik GmbH / Ruta 2 | 2023-09-04 00:00:00 | Bumbas Electric | IN |  |  | 2025-04-29 00:00:00 |  | REL LAB TSR | 284-3515 | TBD | Loggers certificates | Temperature and humidity methods | Room ENV S10
RELTSR_0303 | TSR10783 | Data logger climatic | Ahlborn | 2470-2S | H23070055 | QL | REL | TBD | 2024-10-23 00:00:00 | 12 | 2025-10-23 00:00:00 | 04130 / WKD / Okt. 24 / 23.10.2024 / Weiss Technik GmbH / Ruta 2 | 2023-09-04 00:00:00 | Bumbas Electric | IN |  |  |  |  | REL LAB TSR | 284-3515 | TBD | Loggers certificates | Temperature and humidity methods | Room ENV S10
RELTSR_0304 | TSR10957 | Humidity Sensor | Ahlborn | FH0D46-C2 | 20718737 | QL | REL | TBD | 2024-10-23 00:00:00 | 12 | 2025-10-23 00:00:00 | 04130 / WKD / Okt. 24 / 23.10.2024 / Weiss Technik GmbH / Ruta 2 | 2023-09-04 00:00:00 | Bumbas Electric | IN |  |  | 2025-04-23 00:00:00 |  | REL LAB TSR | 284-3515 | TBD | Loggers certificates | Temperature and humidity methods | Room ENV S10
RELTSR_0305 | TSR10958 | Data logger climatic | Ahlborn | 4390-2 | S23080041 | QL | REL | TBD | 2024-08-22 00:00:00 | 12 | 2025-08-22 00:00:00 | 04049 / WKD / Aug. 24 / 22.08.2024 / Weiss Technik GmbH / Ruta 2 | 2023-09-04 00:00:00 | Bumbas Electric | IN |  |  |  |  | REL LAB TSR | 284-3515 | TBD | Loggers certificates | Temperature and humidity methods | Room ENV S10
RELTSR_0306 | TSR10959 | Humidity Sensor | Ahlborn | FH0D46-C2 | 20718731 | QL | REL | TBD | 2024-08-22 00:00:00 | 12 | 2025-08-22 00:00:00 | 04049 / WKD / Aug. 24 / 22.08.2024 / Weiss Technik GmbH / Ruta 2 | 2023-09-04 00:00:00 | Bumbas Electric | IN |  |  | 2025-02-22 00:00:00 |  | REL LAB TSR | 284-3515 | TBD | Loggers certificates | Temperature and humidity methods | Room ENV S10
RELTSR_0307 | TSR10960 | Data logger climatic | Ahlborn | 4390-2 | S23080038 | QL | REL | TBD | 2024-08-22 00:00:00 | 12 | 2025-08-22 00:00:00 | 04052 / WKD / Aug. 24 / 22.08.2024 / Weiss Technik GmbH / Ruta 2 | 2023-09-04 00:00:00 | Bumbas Electric | IN |  |  |  |  | REL LAB TSR | 284-3515 | TBD | Loggers certificates | Temperature and humidity methods | Room ENV S10
RELTSR_0308 | TSR10961 | Humidity Sensor | Ahlborn | FH0D46-C2 | 20714603 | QL | REL | TBD | 2024-08-22 00:00:00 | 12 | 2025-08-22 00:00:00 | 04052 / WKD / Aug. 24 / 22.08.2024 / Weiss Technik GmbH / Ruta 2 | 2023-09-04 00:00:00 | Bumbas Electric | IN |  |  | 2025-02-22 00:00:00 |  | REL LAB TSR | 284-3515 | TBD | Loggers certificates | Temperature and humidity methods | Room ENV S10
RELTSR_0311 | TSR10964 | Data logger climatic | Ahlborn | 4390-2 | S23080044 | QL | REL | TBD | 2024-11-20 00:00:00 | 12 | 2025-11-20 00:00:00 | 04145 / WKD / Nov. 24 / 20.11.2024 / Weiss Technik GmbH / Ruta 2 | 2023-09-04 00:00:00 | Bumbas Electric | IN |  |  |  |  | REL LAB TSR | 284-3515 | TBD | Loggers certificates | Temperature and humidity methods | Room ENV S10
RELTSR_0312 | TSR10965 | Humidity Sensor | Ahlborn | FH0D46-C2 | 20714609 | QL | REL | TBD | 2024-11-20 00:00:00 | 12 | 2025-11-20 00:00:00 | 04145 / WKD / Nov. 24 / 20.11.2024 / Weiss Technik GmbH / Ruta 2 | 2023-09-04 00:00:00 | Bumbas Electric | IN |  |  | 2025-05-20 00:00:00 |  | REL LAB TSR | 284-3515 | TBD | Loggers certificates | Temperature and humidity methods | Room ENV S10
RELTSR_0313 | TSR10966 | Data logger climatic | Ahlborn | 4390-2 | S23070027 | QL | REL | TBD | 2024-08-24 00:00:00 | 12 | 2025-08-24 00:00:00 | 04050 / WKD / Aug. 24 / 24.08.2024 / Weiss Technik GmbH / Ruta 2 | 2023-09-04 00:00:00 | Bumbas Electric | IN |  |  |  |  | REL LAB TSR | 284-3515 | TBD | Loggers certificates | Temperature and humidity methods | Room ENV S10
RELTSR_0314 | TSR10967 | Humidity Sensor | Ahlborn | FH0D46-C2 | 20718736 | QL | REL | TBD | 2024-08-24 00:00:00 | 12 | 2025-08-24 00:00:00 | 04050 / WKD / Aug. 24 / 24.08.2024 / Weiss Technik GmbH / Ruta 2 | 2023-09-04 00:00:00 | Bumbas Electric | IN |  |  | 2025-02-24 00:00:00 |  | REL LAB TSR | 284-3515 | TBD | Loggers certificates | Temperature and humidity methods | Room ENV S10
RELTSR_0315 | TSR10968 | Data logger climatic | Ahlborn | 4390-2 | S23080037 | QL | REL | TBD | 2024-08-23 00:00:00 | 12 | 2025-08-23 00:00:00 | 04051 / WKD / Aug. 24 / 23.08.2024 / Weiss Technik GmbH / Ruta 2 | 2023-09-04 00:00:00 | Bumbas Electric | IN |  |  |  |  | REL LAB TSR | 284-3515 | TBD | Loggers certificates | Temperature and humidity methods | Room ENV S10
RELTSR_0316 | TSR10969 | Humidity Sensor | Ahlborn | FH0D46-C2 | 20715554 | QL | REL | TBD | 2024-08-23 00:00:00 | 12 | 2025-08-23 00:00:00 | 04051 / WKD / Aug. 24 / 23.08.2024 / Weiss Technik GmbH / Ruta 2 | 2023-09-04 00:00:00 | Bumbas Electric | IN |  |  | 2025-02-23 00:00:00 |  | REL LAB TSR | 284-3515 | TBD | Loggers certificates | Temperature and humidity methods | Room ENV S10
RELTSR_0317 | TSR10970 | Data logger climatic | Ahlborn | 4390-2 | S23080035 | QL | REL | TBD | 2024-12-18 00:00:00 | 12 | 2025-12-18 00:00:00 | 04165 / WKD / Dec. 24 / 18.12.2024 / Weiss Technik GmbH / Ruta 2 | 2023-09-04 00:00:00 | Bumbas Electric | IN |  |  |  |  | REL LAB TSR | 284-3515 | TBD | Loggers certificates | Temperature and humidity methods | Room ENV S10
RELTSR_0318 | TSR10971 | Humidity Sensor | Ahlborn | FH0D46-C2 | 20715538 | QL | REL | TBD | 2024-12-18 00:00:00 | 12 | 2025-12-18 00:00:00 | 04165 / WKD / Dec. 24 / 18.12.2024 / Weiss Technik GmbH / Ruta 2 | 2023-09-04 00:00:00 | Bumbas Electric | IN |  |  | 2025-06-18 00:00:00 |  | REL LAB TSR | 284-3515 | TBD | Loggers certificates | Temperature and humidity methods | Room ENV S10
RELTSR_0321 | TSR10974 | Climatic Chamber | Espec | Espec ARS1100-10-E | 4140000158 | Q&L | REL | TBD | 2024-10-28 00:00:00 | 12 | 2025-10-28 00:00:00 | K/24-10039/ NAH-2-0141/2021/ 10.2024/ 28.10.2024 / Kalibra 59 Kft. / Ruta 2 |  | ClimaTEC | IN | 2025-10-28 00:00:00 | MTC #2024-260 | 2025-04-28 00:00:00 |  | REL LAB TSR | 284-3515 | TBD | Climatic chambers | Temperature and humidity methods | Room ENV P09 | Climatic 40
RELTSR_0322 | TSR10975 | Climatic Chamber | Espec | Espec ARS1100-10-E | 4140000159 | Q&L | REL | TBD | 2024-10-28 00:00:00 | 12 | 2025-10-28 00:00:00 | K/24-10038/ NAH-2-0141/2021/ 10.2024/ 28.10.2024 / Kalibra 59 Kft. / Ruta 2 |  | ClimaTEC | IN | 2025-10-28 00:00:00 | MTC #2024-260 | 2025-04-28 00:00:00 |  | REL LAB TSR | 284-3515 | TBD | Climatic chambers | Temperature and humidity methods | Room ENV P09 | Climatic 39
RELTSR_0329 | TSR10982 | Graded cylinder | Energometr | ISO 4788 250:2 | V314 | Q&L | REL | TBD | 2025-02-19 00:00:00 | 12 | 2026-02-19 00:00:00 | 03660-02.25/ RENAR LE 008/ 03.2024 / 19.02.2025 / S.C. METROMAT S.R.L./ Ruta 2 |  | S.C. METROMAT S.R.L. | IN |  |  |  |  | REL LAB TSR | 284-3515 | TBD | ENV Accessories | Corrosion methods | Room ENV S14
RELTSR_0330 | TSR10983 | Graded cylinder | Energometr | ISO 4788 250:2 | V315 | Q&L | REL | TBD | 2025-02-18 00:00:00 | 12 | 2026-02-18 00:00:00 | 03657-02.25/ RENAR LE 008/ 03.2024 / 18.02.2025 / S.C. METROMAT S.R.L./ Ruta 2 |  | S.C. METROMAT S.R.L. | IN |  |  |  |  | REL LAB TSR | 284-3515 | TBD | ENV Accessories | Corrosion methods | Room ENV S14
RELTSR_0331 | TSR10984 | Graded cylinder | Energometr | ISO 4788 250:2 | V316 | Q&L | REL | TBD | 2025-02-19 00:00:00 | 12 | 2026-02-19 00:00:00 | 03658-02.25/ RENAR LE 008/ 03.2024 / 19.02.2025 / S.C. METROMAT S.R.L./ Ruta 2 |  | S.C. METROMAT S.R.L. | IN |  |  |  |  | REL LAB TSR | 284-3515 | TBD | ENV Accessories | Corrosion methods | Room ENV S14
RELTSR_0332 | TSR10985 | Graded cylinder | Energometr | ISO 4788 250:2 | V317 | Q&L | REL | TBD | 2025-02-19 00:00:00 | 12 | 2026-02-19 00:00:00 | 03659-02.25/ RENAR LE 008/ 03.2024 / 19.02.2025 / S.C. METROMAT S.R.L./ Ruta 2 |  | S.C. METROMAT S.R.L. | IN |  |  |  |  | REL LAB TSR | 284-3515 | TBD | ENV Accessories | Corrosion methods | Room ENV S14
RELTSR_0333 | TSR10986 | Graded cylinder | Energometr | ISO 4788 250:2 | V313 | Q&L | REL | TBD | 2025-02-18 00:00:00 | 12 | 2026-02-18 00:00:00 | 03656-02.25/ RENAR LE 008/ 03.2024 / 18.02.2025 / S.C. METROMAT S.R.L./ Ruta 2 |  | S.C. METROMAT S.R.L. | IN |  |  |  |  | REL LAB TSR | 284-3515 | TBD | ENV Accessories | Corrosion methods | Room ENV S14
RELTSR_0334 | TSR10987 | Graded cylinder | Energometr | ISO 4788 250:2 | V015 | Q&L | REL | TBD | 2025-02-18 00:00:00 | 12 | 2026-02-18 00:00:00 | 03655-02.25/ RENAR LE 008/ 03.2024 / 18.02.2025 / S.C. METROMAT S.R.L./ Ruta 2 |  | S.C. METROMAT S.R.L. | IN |  |  |  |  | REL LAB TSR | 284-3515 | TBD | ENV Accessories | Corrosion methods | Room ENV S14
RELTSR_0339 | TSR10756 | Data logger | Ahlborn | 2490-1A | H23070383 | Q&L | REL | TBD | 2024-10-31 00:00:00 | 12 | 2025-10-31 00:00:00 | 03769 / WKD / Okt. 24 / 31.10.2024 / Weiss Technik GmbH / Ruta 2 |  | Bumbas Electric | IN |  |  |  |  | REL LAB TSR | 284-3515 | TBD | Loggers certificates | Temperature methods | Room ENV S10
RELTSR_0340 | TSR10757 | PT 100 Resistance Thermometer | Ahlborn | FPA40ST0050 | H23070383 | QL | REL | TBD | 2024-10-31 00:00:00 | 12 | 2025-10-31 00:00:00 | 03769 / WKD / Okt. 24 / 31.10.2024 / Weiss Technik GmbH / Ruta 2 | 2023-09-04 00:00:00 | Bumbas Electric | IN |  |  | 2025-04-30 00:00:00 |  | REL LAB TSR | 284-3515 | TBD | Loggers certificates | Temperature methods | Room ENV S10
RELTSR_0341 | TSR10759 | Data logger | Ahlborn | 2490-1A | H23070314 | Q&L | REL | TBD | 2024-10-11 00:00:00 | 12 | 2025-10-11 00:00:00 | 04131 / WKD / Okt. 24 / 11.10.2024 / Weiss Technik GmbH / Ruta 2 |  | Bumbas Electric | IN |  |  |  |  | REL LAB TSR | 284-3515 | TBD | Loggers certificates | Temperature methods | Room ENV S10
RELTSR_0342 | TSR10760 | PT 100 Resistance Thermometer | Ahlborn | FPA40ST0050 | H23070314 | QL | REL | TBD | 2024-10-11 00:00:00 | 12 | 2025-10-11 00:00:00 | 04131 / WKD / Okt. 24 / 11.10.2024 / Weiss Technik GmbH / Ruta 2 | 2023-09-04 00:00:00 | Bumbas Electric | IN |  |  | 2025-04-11 00:00:00 |  | REL LAB TSR | 284-3515 | TBD | Loggers certificates | Temperature methods | Room ENV S10
RELTSR_0343 | TSR10765 | Data logger | Ahlborn | 2490-1A | H23070331 | Q&L | REL | TBD | 2024-11-15 00:00:00 | 12 | 2025-11-15 00:00:00 | 04144 / WKD / Nov. 24 / 15.11.2024 / Weiss Technik GmbH / Ruta 2 |  | Bumbas Electric | IN |  |  |  |  | REL LAB TSR | 284-3515 | TBD | Loggers certificates | Temperature methods | Room ENV S10
RELTSR_0344 | TSR10766 | PT 100 Resistance Thermometer | Ahlborn | FPA40ST0050 | H23070331 | QL | REL | TBD | 2024-11-15 00:00:00 | 12 | 2025-11-15 00:00:00 | 04144 / WKD / Nov. 24 / 15.11.2024 / Weiss Technik GmbH / Ruta 2 | 2023-09-04 00:00:00 | Bumbas Electric | IN |  |  | 2025-05-15 00:00:00 |  | REL LAB TSR | 284-3515 | TBD | Loggers certificates | Temperature methods | Room ENV S10
RELTSR_0345 | TSR10736 | Data logger | Ahlborn | 2490-1A | H23070336 | Q&L | REL | TBD | 2024-10-22 00:00:00 | 12 | 2025-10-22 00:00:00 | 04098 / WKD / Okt. 24 / 22.10.2024 / Weiss Technik GmbH / Ruta 2 |  | Bumbas Electric | IN |  |  |  |  | REL LAB TSR | 284-3515 | TBD | Loggers certificates | Temperature methods | Room ENV S10
RELTSR_0346 | TSR10755 | PT 100 Resistance Thermometer | Ahlborn | FPA40ST0050 | H23070336 | QL | REL | TBD | 2024-10-22 00:00:00 | 12 | 2025-10-22 00:00:00 | 04098 / WKD / Okt. 24 / 22.10.2024 / Weiss Technik GmbH / Ruta 2 | 2023-09-04 00:00:00 | Bumbas Electric | IN |  |  | 2025-04-22 00:00:00 |  | REL LAB TSR | 284-3515 | TBD | Loggers certificates | Temperature methods | Room ENV S10
RELTSR_0349 | TSR11006 | Megohmmeter digital | TeraOhm | XA 5KV -MI3205 | 23371103 | Q&L | REL | TBD | 2024-10-21 00:00:00 | 12 | 2025-10-21 00:00:00 | 8940-10.24 / RENAR LE 031 / 05.2024 / 21.10.2024 / ARC BRASOV GmbH / Ruta 2 |  | Metrel | IN |  |  |  |  | REL LAB TSR | 284-3515 | TBD | Loggers certificates | Temperature (shock) methods | Room ENV S11 |  | De verificat
RELTSR_0350 | TSR10913 | Vibration Controller | IMV | K2+ | 51001670 | Q&L | REL | TBD | 2024-12-06 00:00:00 | 12 | 2025-12-06 00:00:00 | 15696 D-K-15183-01-00 / 06.12.2024 / Spektra / Ruta 2 | 2023-04-06 00:00:00 | Spektra | IN | 2025-12-06 00:00:00 |  | 2025-06-06 00:00:00 |  | REL LAB TSR | 284-3516 | TBD | VIB Equipment | Vibration and mechanical test methods | Room ENV S02
RELTSR_0351 | TSR11008 | Vibration Controller | IMV | K2+ | 51001690 | Q&L | REL | TBD | 2025-04-11 00:00:00 | 12 | 2026-04-11 00:00:00 | 04269 D-K-15183-01- 00 / 11.04.2025 / Spektra / Ruta 2 | 2022-03-24 00:00:00 | Spektra | IN | 2026-04-11 00:00:00 |  | 2025-10-11 00:00:00 |  | REL LAB TSR | 284-3516 | TBD | VIB Equipment | Vibration and mechanical test methods | Room ENV S02
RELTSR_0352 | TSR11009 | Vibration Controller | Vibration Research | VR 9500 | 95A14526 | Q&L | REL | TBD | 2025-03-26 00:00:00 | 12 | 2026-03-26 00:00:00 | 2836A/2025 / 03.2025 / 26.03.2025 / HES, s.r.o. / Ruta 2 | 2022-03-24 00:00:00 | HES s.r.o. | IN | 2026-03-26 00:00:00 |  | 2025-09-26 00:00:00 |  | REL LAB TSR | 284-3515 | TBD | VIB Equipment | Vibration and mechanical test methods | Room ENV S02 master module
RELTSR_0353 | TSR11010 | Vibration Controller | Vibration Research | VR 9500 | 959EC5D0 | Q&L | REL | TBD | 2025-03-26 00:00:00 | 12 | 2026-03-26 00:00:00 | 2837A/2025 / 03.2025 / 26.03.2025 / HES, s.r.o. / Ruta 2 | 2022-03-24 00:00:00 | HES s.r.o. | IN | 2026-03-26 00:00:00 |  | 2025-09-26 00:00:00 |  | REL LAB TSR | 284-3515 | TBD | VIB Equipment | Vibration and mechanical test methods | Room ENV S02 slave module
RELTSR_0354 | TSR11011 | Humidity Sensor | Ahlborn | FH0D46-C2 | 20713049 | Q&L | REL | TBD | 2024-10-06 00:00:00 | 12 | 2025-10-06 00:00:00 | 04084 / WKD / Okt. 24 / 06.10.2024 / Weiss Technik GmbH / Ruta 2 |  | Bumbas | IN |  |  | 2025-04-06 00:00:00 |  | REL LAB TSR | 284-3515 | TBD | Loggers certificates | Temperature methods
RELTSR_0356 | TSR11013 | Non-automatic weighting instrument | Kern | ADB200-4 | WE23001161 / - | QL | REL | TBD | 2025-02-10 00:00:00 | 12 | 2026-02-10 00:00:00 | 02835-02.25/ RENAR LE 008/ 03.2024 / 10.02.2025 / S.C. METROMAT S.R.L. / Ruta 2 |  | S.C. METROMAT S.R.L. | IN |  |  | 2025-08-10 00:00:00 |  | REL LAB TSR | 284-3515 | TBD | ENV Accessories | Corrosion methods |  |  | Trimis la calibrat
RELTSR_0357 | TSR11014 | Measure Tape | Garant | 46 1900_3 | MTM197966 | QL | REL | TBD | 2025-03-13 00:00:00 | 12 | 2026-03-13 00:00:00 | 05738-03.25/ RENAR LE 008/ 03.2024 / 13.03.2025 / S.C. METROMAT S.R.L./ Ruta 2 |  | S.C. METROMAT S.R.L. | IN |  |  |  |  | REL LAB TSR | 284-3515 | TBD | ENV Accessories | Corrosion methods
RELTSR_0359 | TSR11016 | Digital inclinometer | Umbrex | MasterLevel Compact Plus | ADK21L0188 | QL | REL | TBD | 2025-02-27 00:00:00 | 12 | 2026-02-27 00:00:00 | 04516-02.25 / RENAR LE 008 / 03.2024 / 27.02.2025 / S.C. METROMAT S.R.L./ Ruta 2 |  | S.C. METROMAT S.R.L. | IN |  |  |  |  | REL LAB TSR | 284-3515 | TBD | ENV Accessories | Corrosion methods
RELTSR_0360 | TSR11017 | Digital inclinometer | Umbrex | BevelBox | ADJ22H1123 | QL | REL | TBD | 2025-03-18 00:00:00 | 12 | 2026-03-18 00:00:00 | 06033-03.25/ RENAR LE 008/ 03.2024 / 18.03.2025 / S.C. METROMAT S.R.L./ Ruta 2 |  | S.C. METROMAT S.R.L. | IN |  |  |  |  | REL LAB TSR | 284-3515 | TBD | ENV Accessories | Corrosion methods
RELTSR_0361 | TSR11018 | Digital Chronometer | EXTECH | STW515 | M240322 | QL | REL | TBD | 2025-03-25 00:00:00 | 12 | 2026-03-25 00:00:00 | 06694-03.25/ RENAR LE 008/ 03.2024 / 25.03.2025 / S.C. METROMAT S.R.L./ Ruta 2 |  | S.C. METROMAT S.R.L. | IN |  |  |  |  | REL LAB TSR | 284-3515 | TBD | ENV Accessories | Corrosion methods
RELTSR_0362 | TSR11019 | Digital Chronometer | EXTECH | STW515 | M240321 | QL | REL | TBD | 2025-03-11 00:00:00 | 12 | 2026-03-11 00:00:00 | 05559 / 03.25 / RENAR LE 008 / 03.2024 / 11.03.2025 / S.C. METROMAT S.R.L. / Ruta 2 |  | S.C. METROMAT S.R.L. | IN |  |  |  |  | REL LAB TSR | 284-3515 | TBD | ENV Accessories | Corrosion methods
RELTSR_0363 | TSR11020 | Digital caliper | Mitutoyo | CD-15APX | A23085121 | QL | REL | TBD | 2025-03-27 00:00:00 | 12 | 2026-03-27 00:00:00 | 07037-03.25/ RENAR LE 008/ 03.2024 / 27.03.2025 / S.C. METROMAT S.R.L./ Ruta 2 |  | S.C. METROMAT S.R.L. | IN |  |  |  |  | REL LAB TSR | 284-3515 | TBD | ENV Accessories | Corrosion methods
RELTSR_0364 | TSR11021 | Measure Tape | Garant | 46 1900_3 | MTM197889 | QL | REL | TBD | 2025-02-24 00:00:00 | 12 | 2026-02-24 00:00:00 | 04263-02.25/ RENAR LE 008 / 03.2024 / 24.02.2025 / S.C. METROMAT S.R.L./ Ruta 2 |  | S.C. METROMAT S.R.L. | IN |  |  |  |  | REL LAB TSR | 284-3515 | TBD | ENV Accessories | Corrosion methods
RELTSR_0365 | TSR11022 | Measure Tape | Garant | 46 1900_5 | MTM197949 | QL | REL | TBD | 2025-03-13 00:00:00 | 12 | 2026-03-13 00:00:00 | 05737-03.25/ RENAR LE 008/ 03.2024 / 13.03.2025 / S.C. METROMAT S.R.L./ Ruta 2 |  | S.C. METROMAT S.R.L. | IN |  |  |  |  | REL LAB TSR | 284-3515 | TBD | ENV Accessories | Corrosion methods
RELTSR_0366 | TSR10792 | Data logger | Ahlborn | 2470-2S | H23070053 | QL | REL | TBD | 2024-11-07 00:00:00 | 12 | 2025-11-07 00:00:00 | 04151 / WKD / Nov. 24 / 07.11.2024 / Weiss Technik GmbH / Ruta 2 |  | Bumbas | IN |  |  |  |  | REL LAB TSR | 284-3515 | TBD | Loggers certificates | Temperature methods
RELTSR_0367 | TSR10727 | Data logger | Ahlborn | 2470-2S | H23070067 | QL | REL | TBD | 2024-10-06 00:00:00 | 12 | 2025-10-06 00:00:00 | 04084 / WKD / Okt. 24 / 06.10.2024 / Weiss Technik GmbH / Ruta 2 |  | Bumbas | IN |  |  |  |  | REL LAB TSR | 284-3515 | TBD | Loggers certificates | Temperature methods
RELTSR_0368 | TSR11025 | HV Tester (Dielectric breakdown tester ) | Gwinstek | GPT-9904 | GEW212009 | QL | REL | TBD | 2024-11-29 00:00:00 | 12 | 2025-11-29 00:00:00 | 22-616163 / 342028 / 11.2024 / 29.11.2024 / Trescal GmbH/ Ruta 2 |  | Trescal | IN |  |  |  |  | REL LAB TSR | 284-3515 | TBD |  |  |  |  | Se asteapta certificat
RELTSR_0369 | TSR11026 | Data logger | Ahlborn | 2470-2S | H23070062 | QL | REL | TBD | 2024-11-12 00:00:00 | 12 | 2025-11-12 00:00:00 | 04148 / WKD / Nov. 24 / 12.11.2024 / Weiss Technik GmbH / Ruta 2 |  | Bumbas | IN |  |  |  |  | REL LAB TSR | 284-3515 | TBD | Loggers certificates | Temperature methods
RELTSR_0370 | TSR11027 | Humidity Sensor | Ahlborn | FH0D46-C3 | 20715553 | Q&L | REL | TBD | 2024-11-12 00:00:00 | 12 | 2025-11-12 00:00:00 | 04148 / WKD / Nov. 24 / 12.11.2024 / Weiss Technik GmbH / Ruta 2 |  | Bumbas | IN |  |  | 2025-05-12 00:00:00 |  | REL LAB TSR | 284-3515 | TBD | Loggers certificates | Temperature methods
RELTSR_0380 | TSR11037 | Humidity Sensor | Ahlborn | FH0D46-C3 | 20718733 | Q&L | REL | TBD | 2024-11-14 00:00:00 | 12 | 2025-11-14 00:00:00 | 04142 / WKD / Nov. 24 / 14.11.2024 / Weiss Technik GmbH / Ruta 2 |  | Bumbas | IN |  |  | 2025-05-14 00:00:00 |  | REL LAB TSR | 284-3515 | TBD | Loggers certificates | Temperature methods
RELTSR_0382 | TSR11039 | Humidity Sensor | Ahlborn | FH0D46-C3 | 20714602 | Q&L | REL | TBD | 2024-11-07 00:00:00 | 12 | 2025-11-07 00:00:00 | 04151 / WKD / Nov. 24 / 07.11.2024 / Weiss Technik GmbH / Ruta 2 |  | Bumbas | IN |  |  | 2025-05-07 00:00:00 |  | REL LAB TSR | 284-3515 | TBD | Loggers certificates | Temperature methods
RELTSR_0391 | TSR11198 | Ambiental measurement | Ahlborn | A470-1 + FH1746-1C2VR2 | 24072012 | Q&L | REL | TBD | 2025-01-14 00:00:00 | 12 | 2026-01-14 00:00:00 | 00418-01.25 / RENAR LE 008 / 03.2024 / 14.01.2025 / S.C. METROMAT S.R.L / Ruta 2 |  | S.C. METROMAT S.R.L. | IN |  |  |  |  | REL LAB TSR | 284-3515 | TBD | Ambiental Accessories | Temperature and humidity methods | Room VIB | Ambiental
RELTSR_0394 | TSR11133 | pH buffer solution (coloured) | ZMK&ANALYTIK GmbH | pH(S) = 7.00 (25ºC) Phosphate | Batch: 02/25 | Q&L | REL | TBD | 2025-04-03 00:00:00 | 6 | 2025-10-03 00:00:00 | 10-0602/ D-K-15186-01-00/ 2025-04/ 03.04.2025/ ZMK & ANALYTIK GmbH/ Ruta 2 |  | ZMK&ANALYTIK GmbH | IN |  |  |  |  | REL LAB TSR | 284-3515 | TBD | ENV Accessories |  |  |  | De sters si inlocuit
RELTSR_0395 | TSR11134 | pH buffer solution (coloured) | ZMK&ANALYTIK GmbH | pH(S) = 10.01 (25ºC) Carbonate | Batch: 03/25 | Q&L | REL | TBD | 2025-04-03 00:00:00 | 6 | 2025-10-03 00:00:00 | 10-0603/ D-K-15186-01-00/ 2025-04/ 03.04.2025/ ZMK & ANALYTIK GmbH/ Ruta 2 |  | ZMK&ANALYTIK GmbH | IN |  |  |  |  | REL LAB TSR | 284-3515 | TBD | ENV Accessories |  |  |  | De sters si inlocuit
RELTSR_0396 | TSR11135 | pH buffer solution (coloured) | ZMK&ANALYTIK GmbH | pH(S) = 4.01 (25ºC) Potassiumhydrogenphthalate | Batch: 05/25 | Q&L | REL | TBD | 2025-04-03 00:00:00 | 6 | 2025-10-03 00:00:00 | 10-0601/ D-K-15186-01-00/ 2025-04/ 03.04.2025/ ZMK & ANALYTIK GmbH/ Ruta 2 |  | ZMK&ANALYTIK GmbH | IN |  |  |  |  | REL LAB TSR | 284-3515 | TBD | ENV Accessories |  |  |  | De sters si inlocuit
RELTSR_0397 | TSR11136 | Reference solution for electrolytic conductivity | ZMK&ANALYTIK GmbH | Potassium chloride solution 20 µS/cm (nominal value) | Batch: 02/25 | Q&L | REL | TBD | 2025-04-14 00:00:00 | 3 | 2025-07-14 00:00:00 | 12-0454/ D-K-15186-01-00/ 2025-04/ 14.04.2025/ ZMK & ANALYTIK GmbH/ Ruta 2 |  | ZMK&ANALYTIK GmbH | IN |  |  |  |  | REL LAB TSR | 284-3515 | TBD | ENV Accessories |  |  |  | De sters si inlocuit
RELTSR_0398 | TSR11137 | Reference solution for electrolytic conductivity | ZMK&ANALYTIK GmbH | Potassium chloride solution 20 µS/cm (nominal value) | Batch: 02/25 | Q&L | REL | TBD | 2025-04-14 00:00:00 | 3 | 2025-07-14 00:00:00 | 12-0455/ D-K-15186-01-00/ 2025-04/ 14.04.2025/ ZMK & ANALYTIK GmbH/ Ruta 2 |  | ZMK&ANALYTIK GmbH | IN |  |  |  |  | REL LAB TSR | 284-3515 | TBD | ENV Accessories |  |  |  | De sters si inlocuit
RELTSR_0399 | TSR11138 | Reference solution for electrolytic conductivity | ZMK&ANALYTIK GmbH | Potassium chloride solution 1413 µS/cm (nominal value) | Batch: 03/25 | Q&L | REL | TBD | 2025-07-10 00:00:00 | 3 | 2025-10-10 00:00:00 | 12-0735/ D-K-15186-01-00/ 2025-07/ 10.07.2025/ ZMK & ANALYTIK GmbH/ Ruta 2 |  | ZMK&ANALYTIK GmbH | IN |  |  |  |  | REL LAB TSR | 284-3515 | TBD | ENV Accessories |  |  |  | De sters si inlocuit
RELTSR_0400 | TSR11139 | Reference solution for electrolytic conductivity | ZMK&ANALYTIK GmbH | Potassium chloride solution 1413 µS/cm (nominal value) | Batch: 01/25 | Q&L | REL | TBD | 2025-04-14 00:00:00 | 3 | 2025-07-14 00:00:00 | 12-0457/ D-K-15186-01-00/ 2025-04/ 14.04.2025/ ZMK & ANALYTIK GmbH/ Ruta 2 |  | ZMK&ANALYTIK GmbH | IN |  |  |  |  | REL LAB TSR | 284-3515 | TBD | ENV Accessories |  |  |  | De sters si inlocuit
RELTSR_0404 | TSR11153 | Electronic Thermometer | Wika | TR36-ZZZZ-T | 1A02AQJC6IF | Q&L | REL | TBD | [5 empty] | Testo industrial Services GmbH | NOT |  |  |  |  | REL LAB TSR | 284-3515 | TBD | IP Water Chamber Sensors | Protection against water methods | IP Water Set 2
RELTSR_0405 | TSR11154 | Temperature Sensor | IFM Electronic | TA2105 | 000020460757 | Q&L | REL | TBD | [5 empty] | Testo industrial Services GmbH | NOT |  |  |  |  | REL LAB TSR | 284-3515 | TBD | IP Water Chamber Sensors | Protection against water methods | IP Water Set 2
RELTSR_0414 | TSR11167 | Temperature meter | Almemo | 2470 | H23070070 | Q&L | REL | TBD | 2024-07-19 00:00:00 | 12 | 2025-07-19 00:00:00 | K/24-6649/ NAH-2-0141/2021/ 07.2024/ 19.07.2024 / Kalibra 59 Kft. / Ruta 2 |  | ClimaTEC | IN |  |  |  |  | REL LAB TSR | 284-3515 | TBD | ENV Accessories
RELTSR_0415 |  | Free Fall Concrete Drop Surface | Vitesco |  |  | Q&L | REL | TBD | [6 empty] | IN |  |  |  |  | REL LAB TSR | 284-3515 | TBD | VIB Equipment | Free Fall test method | Room ENV S02
RELTSR_0416 |  | Chemical test bench | Vitesco |  |  | Q&L | REL | TBD | [6 empty] | IN |  |  |  |  | REL LAB TSR | 284-3515 | TBD | VIB Equipment | Free Fall test method | Room ENV S02
RELTSR_0417 | TSR11180 | Temperature indicator | YOKOGAWA | indicator GP20, module GX90XA | S51715686 module: S51715687 - S51715696 | Q&L | REL | TBD | 2024-07-22 00:00:00 | 12 | 2025-07-22 00:00:00 | 16627-07.24/ RENAR LE 008 / 03.2024 / 07.07.2024 / S.C. METROMAT S.R.L./ Ruta 2 | 2024-07-29 00:00:00 | S.C. METROMAT S.R.L. | IN |  |  |  |  | REL LAB TSR | 284-3515 | TBD | ENV Accessories
RELTSR_0418 | TSR10768 | Data logger | Ahlborn | 2490-1A | H23070332 | Q&L | REL | TBD | 2024-08-29 00:00:00 | 12 | 2025-08-29 00:00:00 | 04041 / WKD / Aug. 24 / 29.08.2024 / Weiss Technik GmbH / Ruta 2 |  | Bumbas Electric | IN |  |  |  |  | REL LAB TSR | 284-3515 | TBD | Loggers certificates | Temperature methods | Room ENV S10
RELTSR_0419 | TSR11380 | Thermal Vision Camera | FLIR | E5 | 639156360 XT | Q&L | REL | TBD | 2024-08-23 00:00:00 | 12 | 2025-08-23 00:00:00 | 19058-08.24/RENAR LE 008/03.2024 / 23.08.2024 / S.C. METROMAT S.R.L./ Ruta 2 |  | S.C. METROMAT S.R.L. | IN |  |  |  |  | REL LAB TSR | 284-3515 | TBD
RELTSR_0420 | TSR10437 | Electronic Thermometer | PICO LOG | USB-TC-08 | AO136/521 | Q&L | REL | TBD | 2024-08-26 00:00:00 | 12 | 2025-08-26 00:00:00 | 19212-08.24/RENAR LE 008/03.2024 / 26.08.2024 / S.C. METROMAT S.R.L./ Ruta 2 |  | S.C. METROMAT S.R.L. | IN |  |  |  |  | REL LAB TSR | 284-3515 | TBD
RELTSR_0421 | TSR10438 | Electronic Thermometer | PICO LOG | USB-TC-08 | AO135/183 | Q&L | REL | TBD | 2024-08-27 00:00:00 | 12 | 2025-08-27 00:00:00 | 19213-08.24/RENAL LE 008/03.2024 / 27.08.2024 / S.C. METROMAT S.R.L./ Ruta 2 |  | S.C. METROMAT S.R.L. | IN |  |  |  |  | REL LAB TSR | 284-3515 | TBD
RELTSR_0422 | TSR11265 | PT 100 Resistance Thermometer | Ahlborn | FPA40ST0050 | H23070332 | Q&L | REL | TBD | 2024-08-29 00:00:00 | 12 | 2025-08-29 00:00:00 | 04041 / WKD / Aug. 24 / 29.08.2024 / Weiss Technik GmbH / Ruta 2 |  | Bumbas Electric | IN |  |  |  |  | REL LAB TSR | 284-3515 | TBD | Loggers certificates | Temperature methods | Room ENV S10
RELTSR_0424 | TSR11266 | Torque wrench | Hazet | 6110-1CT | 24-1168166 | Q&L | REL | TBD | 2024-10-15 00:00:00 | 12 | 2025-10-15 00:00:00 | 23535.10.24 RENAR LE 008/ 03.2024/ 15.10.2024 / S.C. METROMAT S.R.L./ Ruta 2 |  | S.C. METROMAT S.R.L. | IN |  |  |  |  | REL LAB TSR | 284-3515 | TBD | ENV Accessories |  | Room ENV S10
RELTSR_0425 | TSR11268 | Torque wrench | Hazet | 6110-1CT | 24-1168178 | Q&L | REL | TBD | 2024-10-10 00:00:00 | 12 | 2025-10-10 00:00:00 | 23540-10.24 RENAR LE 008 / 10.10.2024 / S.C. METROMAT S.R.L./ Ruta 2 |  | S.C. METROMAT S.R.L. | IN |  |  |  |  | REL LAB TSR | 284-3516 | TBD | VIB Equipment | Vibration and mechanical test methods | Room ENV S02 | VIB Equipment
RELTSR_0426 | TSR11269 | Torque wrench | Hazet | 6110-1CT | 24-1168206 | Q&L | REL | TBD | 2024-10-15 00:00:00 | 12 | 2025-10-15 00:00:00 | 23539.10.24 RENAR LE 008/ 03.2024/ 15.10.2024 / S.C. METROMAT S.R.L./ Ruta 2 |  | S.C. METROMAT S.R.L. | IN |  |  |  |  | REL LAB TSR | 284-3515 | TBD | ENV Accessories |  | Room ENV S10
RELTSR_0427 | TSR11270 | Torque wrench | Hazet | 6110-1CT | 24-1168177 | Q&L | REL | TBD | 2024-10-15 00:00:00 | 12 | 2025-10-15 00:00:00 | 23536.10.24 RENAR LE 008/ 03.2024/ 15.10.2024 / S.C. METROMAT S.R.L./ Ruta 2 |  | S.C. METROMAT S.R.L. | IN |  |  |  |  | REL LAB TSR | 284-3515 | TBD | ENV Accessories |  | Room ENV S10
RELTSR_0428 | TSR11271 | Torque wrench | Hazet | 6110-1CT | 24-1168189 | Q&L | REL | TBD | 2024-10-15 00:00:00 | 12 | 2025-10-15 00:00:00 | 23537.10.24 RENAR LE 008/ 03.2024/ 15.10.2024 / S.C. METROMAT S.R.L./ Ruta 2 |  | S.C. METROMAT S.R.L. | IN |  |  |  |  | REL LAB TSR | 284-3515 | TBD | ENV Accessories |  | Room ENV S10
RELTSR_0429 | TSR11272 | Torque wrench | Hazet | 6110-1CT | 24-1168241 | Q&L | REL | TBD | 2024-10-15 00:00:00 | 12 | 2025-10-15 00:00:00 | 23538.10.24 RENAR LE 008/ 03.2024/ 15.10.2024 / S.C. METROMAT S.R.L./ Ruta 2 |  | S.C. METROMAT S.R.L. | IN |  |  |  |  | REL LAB TSR | 284-3515 | TBD | ENV Accessories |  | Room ENV S10
RELTSR_0430 | TSR11273 | Torque screwdriver | TorqueVario-S | 2852 | VA89FW | Q&L | REL | TBD | 2024-10-15 00:00:00 | 12 | 2025-10-15 00:00:00 | 23533.10.24 RENAR LE 008/ 03.2024/ 15.10.2024 / S.C. METROMAT S.R.L./ Ruta 2 |  | S.C. METROMAT S.R.L. | IN |  |  |  |  | REL LAB TSR | 284-3515 | TBD | ENV Accessories |  | Room ENV S10
RELTSR_0431 | TSR11274 | Torque screwdriver | TorqueVario-S | 2852 | VA86FW | Q&L | REL | TBD | 2024-10-15 00:00:00 | 12 | 2025-10-15 00:00:00 | 23534.10.24 RENAR LE 008/ 03.2024/ 15.10.2024 / S.C. METROMAT S.R.L./ Ruta 2 |  | S.C. METROMAT S.R.L. | IN |  |  |  |  | REL LAB TSR | 284-3515 | TBD | ENV Accessories |  | Room ENV S10
RELTSR_0432 | TSR11275 | Data logger climatic | Ahlborn | 4390-2 | H230070313 | QL | REL | TBD | 2024-08-01 00:00:00 | 12 | 2025-08-01 00:00:00 | 04022 / WKD / Aug. 24 / 25.08.2024 / Weiss Technik GmbH / Ruta 2 | 2023-09-04 00:00:00 | Bumbas Electric | IN |  |  |  |  | REL LAB TSR | 284-3515 | TBD | Loggers certificates | Temperature and humidity methods | Room ENV S10
RELTSR_0433 | TSR11276 | Data logger climatic | Ahlborn | 4390-2 | H23070295 | QL | REL | TBD | 2024-11-08 00:00:00 | 12 | 2025-11-08 00:00:00 | 04147 / WKD / Nov. 24 / 08.11.2024 / Weiss Technik GmbH / Ruta 2 | 2023-09-04 00:00:00 | Bumbas Electric | IN |  |  |  |  | REL LAB TSR | 284-3515 | TBD | Loggers certificates | Temperature and humidity methods | Room ENV S10
RELTSR_0434 | TSR11277 | PT 100 Resistance Thermometer | Ahlborn | FPA40ST0050 | H23070295 | QL | REL | TBD | 2024-11-08 00:00:00 | 12 | 2025-11-08 00:00:00 | 04147 / WKD / Nov. 24 / 08.11.2024 / Weiss Technik GmbH / Ruta 2 | 2023-09-04 00:00:00 | Bumbas Electric | IN |  |  | 2025-05-08 00:00:00 |  | REL LAB TSR | 284-3515 | TBD | Loggers certificates | Temperature methods | Room ENV S10
RELTSR_0435 | TSR11278 | Data logger climatic | Ahlborn | FH0D46-C2 | 20745967 | QL | REL | TBD | 2024-08-01 00:00:00 | 12 | 2025-08-01 00:00:00 | 04023 / WKD / Aug. 24 / 01.08.2024 / Weiss Technik GmbH / Ruta 2 | 2023-09-04 00:00:00 | Bumbas Electric | IN |  |  |  |  | REL LAB TSR | 284-3515 | TBD | Loggers certificates | Temperature and humidity methods | Room ENV S10
RELTSR_0436 | TSR11279 | Data logger climatic | Ahlborn | 2470-2S | 20701873 | QL | REL | TBD | 2024-10-23 00:00:00 | 12 | 2025-10-23 00:00:00 | 04130 / WKD / Okt. 24 / 23.10.2024 / Weiss Technik GmbH / Ruta 2 | 2023-09-04 00:00:00 | Bumbas Electric | IN |  |  |  |  | REL LAB TSR | 284-3515 | TBD | Loggers certificates | Temperature methods | Room ENV S10
RELTSR_0438 | TSR11281 | Data logger climatic | Ahlborn | FH0D46-C2 | 20718734 | QL | REL | TBD | 2024-11-07 00:00:00 | 12 | 2025-11-07 00:00:00 | 04150 / WKD / Nov. 24 / 07.11.2024 / Weiss Technik GmbH / Ruta 2 | 2023-09-04 00:00:00 | Bumbas Electric | IN |  |  |  |  | REL LAB TSR | 284-3515 | TBD | Loggers certificates | Temperature and humidity methods | Room ENV S10
RELTSR_0439 | TSR11282 | Data logger climatic | Ahlborn | 4390-2 | H23070068 | QL | REL | TBD | 2024-11-07 00:00:00 | 12 | 2025-11-07 00:00:00 | 04150 / WKD / Nov. 24 / 07.11.2024 / Weiss Technik GmbH / Ruta 2 | 2023-09-04 00:00:00 | Bumbas Electric | IN |  |  |  |  | REL LAB TSR | 284-3515 | TBD | Loggers certificates | Temperature and humidity methods | Room ENV S10
RELTSR_0440 | TSR11283 | Data logger climatic | Ahlborn | 2470-2S | H23070058 | QL | REL | TBD | 2024-11-21 00:00:00 | 12 | 2025-11-21 00:00:00 | 04146 / WKD / Nov. 24 / 21.11.2024 / Weiss Technik GmbH / Ruta 2 | 2023-09-04 00:00:00 | Bumbas Electric | IN |  |  |  |  | REL LAB TSR | 284-3515 | TBD | Loggers certificates | Temperature methods | Room ENV S10
RELTSR_0441 | TSR11284 | Data logger climatic | Ahlborn | 4390-2 | S23080040 | QL | REL | TBD | 2024-11-14 00:00:00 | 12 | 2025-11-14 00:00:00 | 04143 / WKD / Nov. 24 / 14.11.2024 / Weiss Technik GmbH / Ruta 2 | 2023-09-04 00:00:00 | Bumbas Electric | IN |  |  |  |  | REL LAB TSR | 284-3515 | TBD | Loggers certificates | Temperature and humidity methods | Room ENV S10
RELTSR_0442 | TSR11285 | Data logger climatic | Ahlborn | FH0D46-C2 | 20715547 | QL | REL | TBD | 2024-11-14 00:00:00 | 12 | 2025-11-14 00:00:00 | 04143 / WKD / Nov. 24 / 14.11.2024 / Weiss Technik GmbH / Ruta 2 | 2023-09-04 00:00:00 | Bumbas Electric | IN |  |  |  |  | REL LAB TSR | 284-3515 | TBD | Loggers certificates | Temperature and humidity methods | Room ENV S10
RELTSR_0443 | TSR11286 | Data logger climatic | Ahlborn | 2490-1A | 20714612 | QL | REL | TBD | 2024-11-12 00:00:00 | 12 | 2025-11-12 00:00:00 | 04149 / WKD / Nov. 24 / 12.11.2024 / Weiss Technik GmbH / Ruta 2 | 2023-09-04 00:00:00 | Bumbas Electric | IN |  |  |  |  | REL LAB TSR | 284-3515 | TBD | Loggers certificates | Temperature and humidity methods | Room ENV S10
RELTSR_0444 | TSR11287 | Data logger climatic | Ahlborn | 4390-2 | H23070031 | QL | REL | TBD | 2024-09-12 00:00:00 | 12 | 2025-09-12 00:00:00 | 04078 / WKD / Sep. 24 / 12.09.2024 / Weiss Technik GmbH / Ruta 2 | 2023-09-04 00:00:00 | Bumbas Electric | IN |  |  |  |  | REL LAB TSR | 284-3515 | TBD | Loggers certificates | Temperature and humidity methods | Room ENV S10
RELTSR_0445 | TSR11288 | Data logger climatic | Ahlborn | FH0D46-C2 | 20714605 | QL | REL | TBD | 2024-09-12 00:00:00 | 12 | 2025-09-12 00:00:00 | 04078 / WKD / Sep. 24 / 12.09.2024 / Weiss Technik GmbH / Ruta 2 | 2023-09-04 00:00:00 | Bumbas Electric | IN |  |  |  |  | REL LAB TSR | 284-3515 | TBD | Loggers certificates | Temperature and humidity methods | Room ENV S10
RELTSR_0446 | TSR11289 | Humidity Sensor | Ahlborn | FH0D46-C2 | 20713043 | QL | REL | TBD | 2024-10-06 00:00:00 | 12 | 2025-10-06 00:00:00 | 04086 / WKD / Okt. 24 / 06.10.2024 / Weiss Technik GmbH / Ruta 2 | 2023-09-04 00:00:00 | Bumbas Electric | IN |  |  | 2025-04-06 00:00:00 |  | REL LAB TSR | 284-3515 | TBD | Loggers certificates | Temperature and humidity methods | Room ENV S10
RELTSR_0447 | TSR11290 | Data logger climatic | Ahlborn | 2470-2S | S23080036 | QL | REL | TBD | 2024-10-06 00:00:00 | 12 | 2025-10-06 00:00:00 | 04086 / WKD / Okt. 24 / 06.10.2024 / Weiss Technik GmbH / Ruta 2 | 2023-09-04 00:00:00 | Bumbas Electric | IN |  |  |  |  | REL LAB TSR | 284-3515 | TBD | Loggers certificates | Temperature methods | Room ENV S10
RELTSR_0448 | TSR11291 | PT 100 Resistance Thermometer | Ahlborn | FPA40ST0050 | H230070313 | QL | REL | TBD | 2024-08-01 00:00:00 | 12 | 2025-08-01 00:00:00 | 04022 / WKD / Aug. 24 / 01.08.2024 / Weiss Technik GmbH / Ruta 2 | 2023-09-04 00:00:00 | Bumbas Electric | IN |  |  | 2025-02-01 00:00:00 |  | REL LAB TSR | 284-3515 | TBD | Loggers certificates | Temperature methods | Room ENV S10
RELTSR_0456 | TSR11302 | Temperature measurement system | Ahlborn | MA710 | H24070142 | QL | REL | TBD | 2024-10-21 00:00:00 | 12 | 2025-10-21 00:00:00 | 1863/ D-K-19342-01-00/ 2024-10/ 21.10.2024/ Ahlborn Mess- und Regelungstechnik GmbH/ Ruta 2 |  | Ahlborn | IN |  |  | 2025-04-21 00:00:00 |  | REL LAB TSR | 284-3515 | TBD | ENV Accessories |  | Room ENV S10
RELTSR_0457 | TSR11303 | Digital Psychrometer PT100 | Ahlborn | FPAD363 | 24060029 | QL | REL | TBD | 2024-10-10 00:00:00 | 12 | 2025-10-10 00:00:00 | 1862/ D-K-19342-01-00/ 2024-10/ 10.10.2024/ Ahlborn Mess- und Regelungstechnik GmbH/ Ruta 2 |  | Ahlborn | IN |  |  | 2025-04-10 00:00:00 |  | REL LAB TSR | 3537 | TBD | ENV Accessories |  | Room ENV S10
RELTSR_0458 | TSR11314 | Vibration Controller | Vibration Research | VR 9500 | 95C8482A | Q&L | REL | TBD | 2025-01-06 00:00:00 | 12 | 2026-01-06 00:00:00 |  | 2025-01-17 00:00:00 |  | IN | 2026-01-06 00:00:00 |  | 2025-07-06 00:00:00 |  | REL LAB TSR | 284-3515 | TBD | VIB Equipment | Vibration and mechanical test methods | Room ENV S02 |  | Waiting ISO 17025 calibration
RELTSR_0459 | TSR11262 | Ice Water Immersion Chamber | Thermotec | EWS-2-L | TT202409020 | Q&L | REL | TBD | 2024-10-21 00:00:00 | 12 | 2025-10-21 00:00:00 | K/24-10028 / NAH-2-0141/2021/ 10.2024/ 28.10.2024 / Kalibra 59 Kft. / Ruta 2 |  | KALIBRA 59 KFT. | IN | 2025-10-21 00:00:00 | INS #2024-262 | 2025-04-21 00:00:00 |  | REL LAB TSR | 284-3515 | TBD | ENV Accessories | Ice water shock methods | Room ENV S10 | Water Immersion 01
RELTSR_0462 | TSR10684 | Torque wrench | HAZET | 6110-1CT | 22-3238307 | Q&L | REL | TBD | 2024-10-16 00:00:00 | 12 | 2025-10-16 00:00:00 | 23700 RENAR LE 008 / 16.10.2024 / S.C. METROMAT S.R.L./ Ruta 2 | 2023-03-20 00:00:00 | S.C. METROMAT S.R.L. | IN |  |  |  |  | REL LAB TSR | 284-3516 | TBD | VIB Equipment | Vibration and mechanical test methods | Room ENV S02 | VIB Equipment
RELTSR_0463 | TSR10685 | Torque wrench | HAZET | 6108-1CT | 22-3238311 | Q&L | REL | TBD | 2024-10-16 00:00:00 | 12 | 2025-10-16 00:00:00 | 23699 RENAR LE 008 / 16.10.2024 / S.C. METROMAT S.R.L./ Ruta 2 | 2023-03-20 00:00:00 | S.C. METROMAT S.R.L. | IN |  |  |  |  | REL LAB TSR | 284-3516 | TBD | VIB Equipment | Vibration and mechanical test methods | Room ENV S02 | VIB Equipment
RELTSR_0464 | TSR10380 | Digital inclinometer | Holex | 46 7564 | 467564_11 | Q&L | REL | TBD | 2024-10-25 00:00:00 | 12 | 2025-10-25 00:00:00 | 24410 RENAR LE 008 / 25.10.2024 / S.C METROMAT S.R.L. / Ruta 2 | 2023-03-02 00:00:00 | S.C. METROMAT S.R.L. | IN |  |  |  |  | REL LAB TSR | 284-3516 | TBD | VIB Equipment | Vibration and mechanical test methods | Room ENV S02 | VIB Equipment
RELTSR_0466 |  | Electrodynamic Vibration Test System | RMS | SW9112 60 kN | 57007 | Q&L | REL | TBD |  |  |  |  | 2023-07-10 00:00:00 |  | IN | 2026-03-07 00:00:00 |  |  |  | REL LAB TSR | 284-3516 | TBD |  | Vibration and mechanical test methods | Room ENV S02
RELTSR_0467 |  | Electrodynamic Vibration Test System | IMV | K125 LS | 51001670 | Q&L | REL | TBD |  |  |  |  | 2023-09-22 00:00:00 |  | IN | 2026-01-24 00:00:00 |  |  |  | REL LAB TSR | 284-3516 | TBD | VIB Equipment | Vibration and mechanical test methods | Room ENV S02
RELTSR_0468 | TSR10681 | Digital caliper | Mitutoyo | CD.P2OP | B22154983 | Q&L | REL | TBD | 2024-10-16 00:00:00 | 12 | 2025-10-16 00:00:00 | 23554 RENAR LE 008 / 16.10.2024 / S.C. METROMAT S.R.L. / Ruta 2 | 2023-03-20 00:00:00 | S.C. METROMAT S.R.L. | IN |  |  |  |  | REL LAB TSR | 284-3516 | TBD | VIB Equipment | Vibration and mechanical test methods | Room ENV S02 | VIB Equipment
RELTSR_0470 | TSR10686 | Torque screwdriver | WIHA | TorqueVario-S 2852 | TI09ES | Q&L | REL | TBD | 2024-10-16 00:00:00 | 12 | 2025-10-16 00:00:00 | 23696 RENAR LE 008 / 16.10.2024 / S.C. METROMAT S.R.L. / Ruta 2 | 2023-03-20 00:00:00 | S.C. METROMAT S.R.L. | IN |  |  |  |  | REL LAB TSR | 284-3515 | TBD | VIB Equipment | Vibration and mechanical test methods | Room ENV S02 | VIB Equipment
RELTSR_0471 | TSR10687 | Torque screwdriver | WIHA | TorqueVario-S 2852 | TI9E7F | Q&L | REL | TBD | 2024-10-16 00:00:00 | 12 | 2025-10-16 00:00:00 | 23695 RENAR LE 008 / 16.10.2024 / S.C. METROMAT S.R.L. / Ruta 2 | 2023-03-20 00:00:00 | S.C. METROMAT S.R.L. | IN |  |  |  |  | REL LAB TSR | 284-3515 | TBD | VIB Equipment | Vibration and mechanical test methods | Room ENV S02 | VIB Equipment
RELTSR_0472 | TSR10688 | Torque screwdriver | WIHA | TorqueVario-S 2852 | TI67FN | Q&L | REL | TBD | 2024-10-16 00:00:00 | 12 | 2025-10-16 00:00:00 | 23694 RENAR LE 008 / 16.10.2024 / S.C. METROMAT S.R.L. / Ruta 2 | 2023-03-20 00:00:00 | S.C. METROMAT S.R.L. | IN |  |  |  |  | REL LAB TSR | 284-3515 | TBD | VIB Equipment | Vibration and mechanical test methods | Room ENV S02 | VIB Equipment
RELTSR_0473 |  | Electrodynamic Vibration Test System | TIRA | TV 5220LS | 253/24 | Q&L | REL | TBD |  |  |  |  | 2023-07-10 00:00:00 |  | IN |  |  |  |  | REL LAB TSR | 284-3515 | TBD | VIB Equipment | Vibration and mechanical test methods | Room ENV S02
RELTSR_0474 | TSR10417 | Digital Multimeter | Multicomp | MP730679 | H220164478 | Q&L | REL | TBD | 2024-10-21 00:00:00 | 12 | 2025-10-21 00:00:00 | 8936-10.24 / RENAR LE 031 / 05.2024 / 21.10.2024 / ARC BRASOV / Ruta 2 |  | ARC BRASOV | IN |  |  |  |  | REL LAB TSR | 284-3515 | TBD | ENV Accessories |  | Room ENV S10
RELTSR_0475 | TSR11316 | Measure Tape | Garant | 46 1900_3 | M250026 | QL | REL | TBD | 2025-02-24 00:00:00 | 12 | 2026-02-24 00:00:00 | 04262-02.2025 / RENAR LE 008 / 03.2024 / 24.02.2025 / S.C. METROMAT S.R.L GmbH / Ruta 2 |  | S.C. METROMAT S.R.L. | IN |  |  |  |  | REL LAB TSR | 284-3515 | TBD | ENV Accessories |  | Room ENV S10
RELTSR_0476 | TSR11317 | Torque wrench | BGS technic | 70212 FO-210150 | 070325 | QL | REL | TBD | 2025-03-07 00:00:00 | 12 | 2026-03-07 00:00:00 | 05265-03.2025 / RENAR LE 008 / 03.2024 / 07.03.2025 / S.C. METROMAT S.R.L GmbH / Ruta 2 |  | S.C. METROMAT S.R.L. | IN |  |  |  |  | REL LAB TSR | 284-3515 | TBD | ENV Accessories |  | Room ENV S10
RELTSR_0477 | TSR11318 | ICP Accelerometer | PCB | 320C52 | 30801 | QL | REL | TBD | 2025-01-13 00:00:00 | 12 | 2026-01-13 00:00:00 | CAL130-3819655765.141+0 | 2025-03-18 00:00:00 | PCB Piezotronics | NOT | 2026-01-13 00:00:00 |  | 2025-07-13 00:00:00 |  | REL LAB TSR | 284-3516 | TBD | VIB Equipment | Vibration and mechanical test methods | Room ENV S02
RELTSR_0478 | TSR11319 | ICP Accelerometer | PCB | 320C52 | 30802 | QL | REL | TBD | 2025-01-13 00:00:00 | 12 | 2026-01-13 00:00:00 | CAL130-3819655987.659+0 | 2025-03-18 00:00:00 | PCB Piezotronics | NOT | 2026-01-13 00:00:00 |  | 2025-07-13 00:00:00 |  | REL LAB TSR | 284-3516 | TBD | VIB Equipment | Vibration and mechanical test methods | Room ENV S02
RELTSR_0479 | TSR11320 | ICP Accelerometer | PCB | 320C52 | 30803 | QL | REL | TBD | 2025-01-13 00:00:00 | 12 | 2026-01-13 00:00:00 | CAL130-3819656223.541+0 | 2025-03-18 00:00:00 | PCB Piezotronics | NOT | 2026-01-13 00:00:00 |  | 2025-07-13 00:00:00 |  | REL LAB TSR | 284-3516 | TBD | VIB Equipment | Vibration and mechanical test methods | Room ENV S02
RELTSR_0480 | TSR11321 | ICP Accelerometer | PCB | 320C52 | 30804 | QL | REL | TBD | 2025-01-13 00:00:00 | 12 | 2026-01-13 00:00:00 | CAL130-3819656443.257+0 | 2025-03-18 00:00:00 | PCB Piezotronics | NOT | 2026-01-13 00:00:00 |  | 2025-07-13 00:00:00 |  | REL LAB TSR | 284-3516 | TBD | VIB Equipment | Vibration and mechanical test methods | Room ENV S02
RELTSR_0481 | TSR11322 | ICP Accelerometer | PCB | 352A24 | LW515835 | QL | REL | TBD | 2025-02-21 00:00:00 | 12 | 2026-02-21 00:00:00 | CAL2-3822994582.275+0 | 2025-03-18 00:00:00 | PCB Piezotronics | NOT | 2026-02-21 00:00:00 |  | 2025-08-21 00:00:00 |  | REL LAB TSR | 284-3516 | TBD | VIB Equipment | Vibration and mechanical test methods | Room ENV S02
RELTSR_0482 | TSR11323 | ICP Accelerometer | PCB | 352A24 | LW516144 | QL | REL | TBD | 2025-02-04 00:00:00 | 12 | 2026-02-04 00:00:00 | CAL153-3821540803.583+0 | 2025-03-18 00:00:00 | PCB Piezotronics | NOT | 2026-02-04 00:00:00 |  | 2025-08-04 00:00:00 |  | REL LAB TSR | 284-3516 | TBD | VIB Equipment | Vibration and mechanical test methods | Room ENV S02
RELTSR_0483 | TSR11324 | ICP Accelerometer | PCB | HT352C34 | 519285 | QL | REL | TBD | 2024-12-13 00:00:00 | 12 | 2025-12-13 00:00:00 | CAL30-3816968486.090+0 | 2025-03-18 00:00:00 | PCB Piezotronics | NOT | 2025-12-13 00:00:00 |  | 2025-06-13 00:00:00 |  | REL LAB TSR | 284-3516 | TBD | VIB Equipment | Vibration and mechanical test methods | Room ENV S02
RELTSR_0484 | TSR11325 | ICP Accelerometer | PCB | HT352C34 | 519286 | QL | REL | TBD | 2024-12-13 00:00:00 | 12 | 2025-12-13 00:00:00 | CAL30-3816968885.524+0 | 2025-03-18 00:00:00 | PCB Piezotronics | NOT | 2025-12-13 00:00:00 |  | 2025-06-13 00:00:00 |  | REL LAB TSR | 284-3516 | TBD | VIB Equipment | Vibration and mechanical test methods | Room ENV S02
RELTSR_0485 | TSR11326 | ICP Accelerometer | PCB | HT352C34 | 519287 | QL | REL | TBD | 2024-12-13 00:00:00 | 12 | 2025-12-13 00:00:00 | CAL30-3816969283.045+0 | 2025-03-18 00:00:00 | PCB Piezotronics | NOT | 2025-12-13 00:00:00 |  | 2025-06-13 00:00:00 |  | REL LAB TSR | 284-3516 | TBD | VIB Equipment | Vibration and mechanical test methods | Room ENV S02
RELTSR_0486 | TSR11327 | ICP Accelerometer | PCB | HT352C34 | 519288 | QL | REL | TBD | 2024-12-13 00:00:00 | 12 | 2025-12-13 00:00:00 | CAL30-3816969841.478+0 | 2025-03-18 00:00:00 | PCB Piezotronics | NOT | 2025-12-13 00:00:00 |  | 2025-06-13 00:00:00 |  | REL LAB TSR | 284-3516 | TBD | VIB Equipment | Vibration and mechanical test methods | Room ENV S02
RELTSR_0487 | TSR11328 | Triaxial IEPE | PCB | HTJ356B01 | 419616 | QL | REL | TBD | 2025-02-21 00:00:00 | 12 | 2026-02-21 00:00:00 | CAL1-3822979939.715+0 | 2025-03-18 00:00:00 | PCB Piezotronics | NOT | 2026-02-21 00:00:00 |  | 2025-08-21 00:00:00 |  | REL LAB TSR | 284-3516 | TBD | VIB Equipment | Vibration and mechanical test methods | Room ENV S02
RELTSR_0488 | TSR11329 | Triaxial IEPE | PCB | HTJ356B01 | 419617 | QL | REL | TBD | 2025-02-21 00:00:00 | 12 | 2026-02-21 00:00:00 | CAL1-3822980234.397+0 | 2025-03-18 00:00:00 | PCB Piezotronics | NOT | 2026-02-21 00:00:00 |  | 2025-08-21 00:00:00 |  | REL LAB TSR | 284-3516 | TBD | VIB Equipment | Vibration and mechanical test methods | Room ENV S02
RELTSR_0489 | TSR11330 | Impulse Force Hammer | PCB | TLD086C01 | 51822 | QL | REL | TBD | 2025-02-06 00:00:00 | 12 | 2026-02-06 00:00:00 | CAL13-3821716699.480+0 | 2025-03-18 00:00:00 | PCB Piezotronics | NOT | 2026-02-06 00:00:00 |  | 2025-08-06 00:00:00 |  | REL LAB TSR | 284-3516 | TBD | VIB Equipment | Vibration and mechanical test methods | Room ENV S02
RELTSR_0490 | TSR11331 | ICP Accelerometer | PCB | 352A60 | 519081 | QL | REL | TBD | 2025-04-03 00:00:00 | 12 | 2026-04-03 00:00:00 | 04191 D-K-15183-01- 00 / 03.04.2025 / Spektra / Ruta 2 | 2025-01-17 00:00:00 | PCB Piezotronics | NOT | 2026-04-03 00:00:00 |  | 2025-10-03 00:00:00 |  | REL LAB TSR | 284-3516 | TBD | VIB Equipment | Vibration and mechanical test methods | Room ENV S02
RELTSR_0491 | TSR11332 | ICP Accelerometer | PCB | 352A60 | 519082 | QL | REL | TBD | 2025-04-03 00:00:00 | 12 | 2026-04-03 00:00:00 | 04190 D-K-15183-01- 00 / 03.04.2025 / Spektra / Ruta 2 | 2025-01-17 00:00:00 | PCB Piezotronics | NOT | 2026-04-03 00:00:00 |  | 2025-10-03 00:00:00 |  | REL LAB TSR | 284-3516 | TBD | VIB Equipment | Vibration and mechanical test methods | Room ENV S02
RELTSR_0493 | TSR11336 | Digital Pressure Gauge | ATEQ France | F620 | A283-14420 | QL | REL | TBD | 2025-07-14 00:00:00 | 12 | 2026-07-14 00:00:00 | 2250715-07.25 / RENAR LE 064 / 01.2025 / 14.07.2025 / SIRTEQ GmbH / Ruta 2 |  | SIRTEQ | IN |  |  |  |  | REL LAB TSR | 284-3515 | TBD | ENV Accessories | Temperature and humidity methods | Room ENV S10
RELTSR_0494 | TSR11340 | Torque wrench | Stahlwille | 701/2 | 824482174 | QL | REL | TBD | 2025-03-19 00:00:00 | 12 | 2026-03-19 00:00:00 | 06161-03.2025 / RENAR LE 008 / 03.2024 / 07.03.2025 / S.C. METROMAT S.R.L GmbH |  | S.C. METROMAT S.R.L. | IN |  |  |  |  | REL LAB TSR | 284-3515 | TBD | ENV Accessories | Temperature and humidity methods | Room ENV S11
RELTSR_0496 | TSR11345 | Triaxial IEPE | PCB | HT356A02 | 370531 | Q&L | REL | TBD | 2025-04-03 00:00:00 | 12 | 2026-04-03 00:00:00 | 04195 D-K-15183-01- 00 / 03.04.2025 / Spektra / Ruta 2 | 2025-01-17 00:00:00 | PCB Piezotronics | NOT | 2026-04-03 00:00:00 |  | 2025-10-03 00:00:00 |  | REL LAB TSR | 284-3516 | TBD | VIB Equipment | Vibration and mechanical test methods | Room ENV S02
RELTSR_0497 | TSR11346 | Triaxial IEPE | PCB | 356A15 | LW372352 | Q&L | REL | TBD | 2025-04-03 00:00:00 | 12 | 2026-04-03 00:00:00 | 04193 D-K-15183-01- 00 / 03.04.2025 / Spektra / Ruta 2 | 2025-01-17 00:00:00 | PCB Piezotronics | NOT | 2026-04-03 00:00:00 |  | 2025-10-03 00:00:00 |  | REL LAB TSR | 284-3516 | TBD | VIB Equipment | Vibration and mechanical test methods | Room ENV S02
RELTSR_0498 | TSR11347 | Triaxial IEPE | PCB | 356A15 | LW372353 | Q&L | REL | TBD | 2025-04-03 00:00:00 | 12 | 2026-04-03 00:00:00 | 04192 D-K-15183-01- 00 / 03.04.2025 / Spektra / Ruta 2 | 2025-01-17 00:00:00 | PCB Piezotronics | NOT | 2026-04-03 00:00:00 |  | 2025-10-03 00:00:00 |  | REL LAB TSR | 284-3516 | TBD | VIB Equipment | Vibration and mechanical test methods | Room ENV S02
RELTSR_0499 | TSR11348 | Uni-axial IEPE | PCB | J320C04 | 26812 | Q&L | REL | TBD | 2025-04-03 00:00:00 | 12 | 2026-04-03 00:00:00 | 04197 D-K-15183-01- 00 / 03.04.2025 / Spektra / Ruta 2 | 2025-01-17 00:00:00 | PCB Piezotronics | NOT | 2026-04-03 00:00:00 |  | 2025-10-03 00:00:00 |  | REL LAB TSR | 284-3516 | TBD | VIB Equipment | Vibration and mechanical test methods | Room ENV S02
RELTSR_0500 | TSR11349 | Uni-axial IEPE | PCB | J320C04 | 26813 | Q&L | REL | TBD | 2025-04-03 00:00:00 | 12 | 2026-04-03 00:00:00 | 04196 D-K-15183-01- 00 / 03.04.2025 / Spektra / Ruta 2 | 2025-01-17 00:00:00 | PCB Piezotronics | NOT | 2026-04-03 00:00:00 |  | 2025-10-03 00:00:00 |  | REL LAB TSR | 284-3516 | TBD | VIB Equipment | Vibration and mechanical test methods | Room ENV S02
RELTSR_0501 | TSR11350 | Triaxial IEPE | PCB | HT356A02 | 363439 | Q&L | REL | TBD | 2025-04-03 00:00:00 | 12 | 2026-04-03 00:00:00 | 04194 D-K-15183-01- 00 / 03.04.2025 / Spektra / Ruta 2 | 2025-01-17 00:00:00 | PCB Piezotronics | NOT | 2026-04-03 00:00:00 |  | 2025-10-03 00:00:00 |  | REL LAB TSR | 284-3516 | TBD | VIB Equipment | Vibration and mechanical test methods | Room ENV S02
RELTSR_0502 | TSR11352 | ClimeEvent | Vötsch Industrietechnik | C/1300/70a/15M | 58566270170040 | Q&L | REL | TBD | 2025-06-10 00:00:00 | 12 | 2026-06-10 00:00:00 | 41021/D-K-20681-02-00/2025-06/ 10.06.2025/ Weiss Technik GmbH / Ruta 2 |  | Bumbas | NOT | 2026-06-10 00:00:00 |  |  |  | REL LAB TSR | 284-3515 | TBD | ENV Accessories | Temperature and humidity methods |  | Climatic 42
RELTSR_0504 | TSR11081 | Ambiental measurement | Ahlborn | A470-1 + FH1746-1C2VR2 | 23092030 | Q&L | REL | TBD | 2025-01-14 00:00:00 | 12 | 2026-01-14 00:00:00 | 00417-01.25 / RENAR LE 008 / 03.2024 / 14.01.2025 / S.C. METROMAT S.R.L / Ruta 2 |  | S.C. METROMAT S.R.L | IN |  |  |  |  | REL LAB TSR | 284-3515 | TBD | Ambiental Accessories | Temperature and humidity methods | Room ENV S10 | Ambiental
RELTSR_0505 | TSR11341 | Ambiental measurement | Ahlborn | A470-1 + FH1746-1C2VR2 | 24032006 | Q&L | REL | TBD | 2025-01-14 00:00:00 | 12 | 2026-01-14 00:00:00 | 00421-01.25 / RENAR LE 008 / 03.2024 / 14.01.2025 / S.C. METROMAT S.R.L / Ruta 2 |  | S.C. METROMAT S.R.L | IN |  |  |  |  | REL LAB TSR | 284-3515 | TBD | Ambiental Accessories | Temperature and humidity methods | Room ENV S10 | Ambiental
RELTSR_0506 | TSR11199 | Ambiental measurement | Ahlborn | A470-1 + FH1746-1C2VR2 | 23092032 | Q&L | REL | TBD | 2025-01-14 00:00:00 | 12 | 2026-01-14 00:00:00 | 00419-01.25 / RENAR LE 008 / 03.2024 / 14.01.2025 / S.C. METROMAT S.R.L / Ruta 2 |  | S.C. METROMAT S.R.L | IN |  |  |  |  | REL LAB TSR | 284-3515 | TBD | Ambiental Accessories | Temperature and humidity methods | Room ENV P9 | Ambiental
incercare
Note on A2: comm
Note on A11: N/A
Note on L93: Aici am modificat culoarea in rosu doar pentru testare normal e verde